## IRD
LIST OF SUBSTANCES FTIR condensed-solid phase spectra after chromatographic separation (DiscovIR) (please note that all spectra are per base form of compound)
Filename (datafile or library) | Common name of the substance | Salt form | Crystaline water | Supplier (or seizure) | Lot No. or Ref. No. | Measurement type | Sample preparation | Comment | Aquired | Submission date | IUPAC Name (per base formbase) | Additional names | Mol. formula (base) | MW (base) | Independent reference for validation
5-MeO-DALT_1108-14A_LGC_IR-C | 5-MeO-DALT | base | no (0) | LGC Standards | 4080 | condensed phase | extr. (CH2Cl2+MeOH) | IR (condense) spectrum for base forme of cpd. | NFL Slovenia | 13.11.2015 | N-allyl-N-[2-(5-methoxy-1H-indol-3-yl)ethyl]-prop-2-en-1-amine | 5-methoxy-N,N-diallyltryptamine | C17H22N2O | 270.37 | SWGDRUG; Search Score: 0.980229
5-MeO-DMT_610-06A_SIG_IR-C | 5-MeO-DMT | base | no (0) | Sigma-Aldrich | 045K0956 | condensed phase | other | extr.(EtOH) IR (condense) spectrum for base forme of cpd. | NFL Slovenia - RESPONSE PROJECT; GA (JUST/2013/ISEC/DRUGS/AG/6413) | 13.11.2015 | 2-(5-(methoxy-1H-indol-3-yl)-N,N-dimethylethanamine | 5-methoxy-N,N-dimethyltryptamine | C13H18N2O | 218.29 | FDM (FTIR and Raman Spectral Libraries); Search Score: 0.905171
4-chloro-2,5-DMA_HCl_1180-15_CAY_IR-C | 4-chloro-2,5-DMA | hydrochloride | no (0) | Cayman Chemicals | 0448144 | condensed phase | extr. (CH2Cl2+MeOH) | IR (condense) spectrum for base forme of cpd. | NFL Slovenia - RESPONSE PROJECT; GA (JUST/2013/ISEC/DRUGS/AG/6413) | 13.11.2015 | 1-(4-chloro-2,5-dimethoxy-phenyl)propan-2-amine | 4-chloro-2,5-dimethoxy-a-methyl-benzeneethanamine, 4-chloro-2,5-dimethoxyamphetamine, 2,5-dimethoxy-4-chloro-amphetamine DOC | C11H16ClNO2 | 229.74 | SWGDRUG; Search Score: 0.981904
Isopropylphenidate_HCl_1171-15_IR-C | Isopropylphenidate | hydrochloride | no (0) | Test purchase |  | condensed phase | extr. CH2Cl2 | IR (condense) spectrum for base forme of cpd. | NFL Slovenia - RESPONSE PROJECT; GA (JUST/2013/ISEC/DRUGS/AG/6413) | 13.11.2015 | isopropyl 2-phenyl-2-(piperidin-2-yl)acetate | propan‐2‐yl 2‐phenyl‐2‐(piperidin‐2‐yl)acetate | C16H23NO2 | 261.36 | Structure has been confirmed by the interpretation MS fragmentation pattern, NMR analysis (trace amaounts of impurities) and HPLC-TOF analysis.
3-FPM_HCl_1172-15_IR-C | 3F-phenmetrazine | hydrochloride | no (0) | Test purchase |  | condensed phase | extr. CH2Cl2 | IR (condense) spectrum for base forme of cpd. | NFL Slovenia - RESPONSE PROJECT; GA (JUST/2013/ISEC/DRUGS/AG/6413) | 13.11.2015 | 2-(3-fluorophenyl)-3-methylmorpholine |  | C11H14FNO | 195.23 | Structure has been confirmed by the interpretation MS fragmentation pattern, NMR analysis and HPLC-TOF analysis.
5-APB-NBOMe_HCl_1175-15_IR-C | 5-APB NBOMe | hydrochloride | no (0) | Test purchase |  | condensed phase | extr. CH2Cl2 | IR (condense) spectrum for base forme of cpd. | NFL Slovenia - RESPONSE PROJECT; GA (JUST/2013/ISEC/DRUGS/AG/6413) | 13.11.2015 | 1-(benzofuran-5-yl)-N-(2-methoxybenzyl)propan-2-amine |  | C19H21NO2 | 295.38 | Structure has been confirmed by the interpretation MS fragmentation pattern, NMR analysis and HPLC-TOF analysis.
25IP-NBOMe_HCl_1176-15_IR-C | 25IP-NBOMe | hydrochloride | no (0) | Test purchase |  | condensed phase | extr. CH2Cl2 | IR (condense) spectrum for base forme of cpd. | NFL Slovenia - RESPONSE PROJECT; GA (JUST/2013/ISEC/DRUGS/AG/6413) | 13.11.2015 | [2‐[2,5‐dimethoxy‐4‐(propan‐2‐yl)phenyl]ethyl][(2‐methoxyphenyl)methyl]amine | [2‐(4‐isopropyl‐2,5‐dimethoxyphenyl)ethyl][(2‐methoxyphenyl)methyl]amine | C21H29NO3 | 343.47 | Structure has been confirmed by the interpretation MS fragmentation pattern, NMR analysis and HPLC-TOF analysis.
DOIP_HCl_1177-15_IR-C | DOIP | hydrochloride | no (0) | Test purchase |  | condensed phase | extr. (CH2Cl2+MeOH) | IR (condense) spectrum for base forme of cpd. | NFL Slovenia - RESPONSE PROJECT; GA (JUST/2013/ISEC/DRUGS/AG/6413) | 13.11.2015 | 1‐[2,5‐dimethoxy‐4‐(propan‐2‐yl)phenyl]propan‐2‐amine | 1‐(4‐isopropyl‐2,5‐dimethoxyphenyl)propan‐2‐amine | C14H23NO2 | 237.34 | Structure has been confirmed by the interpretation MS fragmentation pattern, NMR analysis and HPLC-TOF analysis.
AB-CHUPYCA_1181-15_IR-C | AB-CHFUPYCA (AB-CHMFUPPYCA) | base | no (0) | Test purchase |  | condensed phase | extr. CH2Cl2 | IR (condense) spectrum for base forme of cpd. | NFL Slovenia - RESPONSE PROJECT; GA (JUST/2013/ISEC/DRUGS/AG/6413) | 13.11.2015 | N-(1-amino-3-methyl-1-oxobutan-2-yl)-1-(cyclohexylmethyl)-3-(4-fluorophenyl)-1H-pyrazole-5-carboxamide |  | C22H29FN4O2 | 400.5 | Structure has been confirmed by the interpretation MS fragmentation pattern, NMR analysis and HPLC-TOF analysis.
N-Me-bk-MMDA-2-HCl_1182-15_IR-C | N-Me-bk-MMDA-2 | hydrochloride | no (0) | Test purchase |  | condensed phase | extr. (CH2Cl2+MeOH) | IR (condense) spectrum for base forme of cpd. | NFL Slovenia - RESPONSE PROJECT; GA (JUST/2013/ISEC/DRUGS/AG/6413) | 13.11.2015 | 1-(6-methoxy-1,3-benzodioxol-5-yl)-2-(methylamino)propan-1-one |  | C12H15NO4 | 237.25 | Structure has been confirmed by the interpretation MS fragmentation pattern, NMR analysis and HPLC-TOF analysis.
5-BPDi_HCl_1183-15_IR-C | 5-BPDi | hydrochloride | no (0) | Test purchase |  | condensed phase | extr. CH2Cl2 | IR (condense) spectrum for base forme of cpd. | NFL Slovenia - RESPONSE PROJECT; GA (JUST/2013/ISEC/DRUGS/AG/6413) | 13.11.2015 | 1-(2,3-dihydro-1H-inden-5-yl)-2-(pyrrolidin-1-yl)hexan-1-one |  | C19H27NO | 285.42 | Structure has been confirmed by the interpretation MS fragmentation pattern, NMR analysis and HPLC-TOF analysis.
5C-AKB48_1186-15_IR-C | 5C-AKB48 | base | no (0) | Test purchase |  | condensed phase | direct measurement | IR (condense) spectrum for base forme of cpd. | NFL Slovenia - RESPONSE PROJECT; GA (JUST/2013/ISEC/DRUGS/AG/6413) | 13.11.2015 | N-(2-adamantyl)-1-(5-chloropentyl)indazole-3-carboxamide |  | C23H30ClN3O | 399.96 | Structure has been confirmed by the interpretation MS fragmentation pattern, NMR analysis and HPLC-TOF analysis.
pCPP_HCl_ALD_921-15_IR-C | pCPP | dihydrochloride | no (0) | Sigma-Aldrich | 06519KD-428 | condensed phase | other | estr. (alkaline water solution in to CH2CL2) IR (condense) spectrum for base forme of cpd. | NFL Slovenia | 13.11.2015 | 1-(4-chlorophenyl)piperazine |  | C10H13ClN2 | 196.68 | FORENSICDB_ORG; Search Score: 0.996136
Acetylamphetamine_1206-15_CHI_IR-C | acetylamphetamine | base | no (0) | Chiron AS | 13834 | condensed phase | extr. (CH2Cl2+MeOH) | IR (condense) spectrum for base forme of cpd. | NFL Slovenia - RESPONSE PROJECT; GA (JUST/2013/ISEC/DRUGS/AG/6413) | 13.11.2015 | N-(1-methyl-2-phenylethyl)-acetaminde |  | C11H15NO | 177.24
2-Bromoamphetamine_HCl_1207-15_CHI_IR-C | 2-bromoamphetamine | hydrochloride | no (0) | Chiron AS | 15339 | condensed phase | extr. (CH2Cl2+MeOH) | IR (condense) spectrum for base forme of cpd. | NFL Slovenia - RESPONSE PROJECT; GA (JUST/2013/ISEC/DRUGS/AG/6413) | 13.11.2015 | 2-bromo-α-methyl-benzeneethanamine |  | C9H12BrN | 214.11
3-Bromoamphetamine_HCl_1208-15_CHI_IR-C | 3-bromoamphetamine | hydrochloride | no (0) | Chiron AS | 15340 | condensed phase | extr. (CH2Cl2+MeOH) | IR (condense) spectrum for base forme of cpd. | NFL Slovenia - RESPONSE PROJECT; GA (JUST/2013/ISEC/DRUGS/AG/6413) | 13.11.2015 | 3-bromo-α-methyl-benzeneethanamine |  | C9H12BrN | 214.11
4-Bromoamphetamine_HCl_1209-15_CHI_IR-C | 4-Bromoamphetamine | hydrochloride | no (0) | Chiron AS | 14058 | condensed phase | extr. (CH2Cl2+MeOH) | IR (condense) spectrum for base forme of cpd. | NFL Slovenia - RESPONSE PROJECT; GA (JUST/2013/ISEC/DRUGS/AG/6413) | 13.11.2015 | 4-bromo-α-methyl-benzeethanamine |  | C9H12BrN | 214.11
2-Methoxyamphetamine_HCl_1210-15_CHI_IR-C | 2-Methoxyamphetamine | hydrochloride | no (0) | Chiron AS | 13820 | condensed phase | extr. (CH2Cl2+MeOH) | IR (condense) spectrum for base forme of cpd. | NFL Slovenia - RESPONSE PROJECT; GA (JUST/2013/ISEC/DRUGS/AG/6413) | 13.11.2015 | 1-(2-methoxyphenyl)propan-2-amine | 2-MA | C10H15NO | 165.23
3-Methoxyamphetamine_HCl_1211-15_CHI_IR-C | 3-methoxyamphetamine | hydrochloride | no (0) | Chiron AS | 13821 | condensed phase | extr. (CH2Cl2+MeOH) | IR (condense) spectrum for base forme of cpd. | NFL Slovenia - RESPONSE PROJECT; GA (JUST/2013/ISEC/DRUGS/AG/6413) | 13.11.2015 | 1-(3-methoxyphenyl)propan-2-amine | 3-MA | C10H15NO | 165.23
2-Bromomethamphetamine_HCl_1212-15_CHI_IR-C | 2-bromomethamphetamine | hydrochloride | no (0) | Chiron AS | 15342 | condensed phase | extr. (CH2Cl2+MeOH) | IR (condense) spectrum for base forme of cpd. | NFL Slovenia - RESPONSE PROJECT; GA (JUST/2013/ISEC/DRUGS/AG/6413) | 13.11.2015 | 2-bromo-N,α-dimethyl-benzeneethanamine | 1-(2-bromophenyl)-N-methylpropan-2-amine | C10H14BrN | 228.13
3-Bromomethamphetamine_HCl_1213-15_CHI_IR-C | 3-Bromomethamphetamine | hydrochloride | no (0) | Chiron AS | 15341 | condensed phase | extr. (CH2Cl2+MeOH) | IR (condense) spectrum for base forme of cpd. | NFL Slovenia - RESPONSE PROJECT; GA (JUST/2013/ISEC/DRUGS/AG/6413) | 13.11.2015 | 3-bromo-N,α-dimethyl-benzeneethanamine | 1-(3-bromophenyl)-N-methylpropan-2-amine | C10H14BrN | 228.13
4-Bromomethamphetamine_HCl_1214-15_CHI_IR-C | 4-Bromomethamphetamine | hydrochloride | no (0) | Chiron AS | 15647 | condensed phase | extr. (CH2Cl2+MeOH) | IR (condense) spectrum for base forme of cpd. | NFL Slovenia - RESPONSE PROJECT; GA (JUST/2013/ISEC/DRUGS/AG/6413) | 13.11.2015 | 4-bromo-N,α-dimethyl-benzeneethanamine | 1-(4-bromophenyl)-N-methylpropan-2-amine | C10H14BrN | 228.13
2-Methoxymethamphetamine_HCl_1215-15_CHI_IR-C | 2-Methoxymethamphetamine | hydrochloride | no (0) | Chiron AS | 11291 | condensed phase | extr. (CH2Cl2+MeOH) | IR (condense) spectrum for base forme of cpd. | NFL Slovenia - RESPONSE PROJECT; GA (JUST/2013/ISEC/DRUGS/AG/6413) | 13.11.2015 | 2-methoxy-N,α-dimethyl-benzeneethanamine | 2-MeOMA, OMMA | C11H17NO | 179.26
4-Hidroxymethcatinone_1216-15_CHI_IR-C | 4-hydroxymethcathinone | base | no (0) | Chiron AS | 15351 | condensed phase | extr. (CH2Cl2+MeOH) | IR (condense) spectrum for base forme of cpd. | NFL Slovenia - RESPONSE PROJECT; GA (JUST/2013/ISEC/DRUGS/AG/6413) | 13.11.2015 | 1-(4-hydroxy-phenyl)-2-methylamino-propan-1-one |  | C10H13NO2 | 179.22
1-(2-5-Dimethoxybenzyl)piperazine_HCl_1218-15_CHI_IR-C | 1-(2,5-Dimethoxybenzyl)piperazine | hydrochloride | no (0) | Chiron AS | 15236 | condensed phase | extr. (CH2Cl2+MeOH) | IR (condense) spectrum for base forme of cpd. | NFL Slovenia - RESPONSE PROJECT; GA (JUST/2013/ISEC/DRUGS/AG/6413) | 13.11.2015 | 1-(2,5-dimethoxybenzyl)piperazine |  | C13H20N2O2 | 236.32
1-(3-Methoxyphenyl)piperazine_1219-15_CHI_IR-C | 1-(3-methoxyphenyl)piperazine | base | no (0) | Chiron AS | 15624 | condensed phase | extr. (CH2Cl2+MeOH) | IR (condense) spectrum for base forme of cpd. | NFL Slovenia - RESPONSE PROJECT; GA (JUST/2013/ISEC/DRUGS/AG/6413) | 13.11.2015 | 1-(3-methoxyphenyl)piperazine | 3-MeOPP | C11H16N2O | 192.26
1-(2-3-4-Trimethoxybenzyl)piperazine_HCL_1220-15_CHI_IR-C | 1-(2,3,4-Trimethoxybenzyl)piperazine | hydrochloride | no (0) | Chiron AS | 15096 | condensed phase | extr. (CH2Cl2+MeOH) | IR (condense) spectrum for base forme of cpd. | NFL Slovenia - RESPONSE PROJECT; GA (JUST/2013/ISEC/DRUGS/AG/6413) | 13.11.2015 | 1-(2,3,4-trimethoxybenzyl)piperazine | Trimetazidine | C14H22N2O3 | 266.34
AB-PINACA_1221-15_CHI_IR-C | AB-PINACA | base | no (0) | Chiron AS | 14186 | condensed phase | extr. (CH2Cl2+MeOH) | IR (condense) spectrum for base forme of cpd. | NFL Slovenia - RESPONSE PROJECT; GA (JUST/2013/ISEC/DRUGS/AG/6413) | 13.11.2015 | N-[(1S)-1-(aminocarbonyl)-2-methylpropyl]-1-pentyl-1H-indazole-3-carboxamide |  | C18H24N4O2 | 330.43 | SWGDRUG; Search Score: 0.987003
5F-AB-PINACA_1222-15_CHI_IR-C | 5F-AB-PINACA | base | no (0) | Chiron AS | 15415 | condensed phase | extr. (CH2Cl2+MeOH) | IR (condense) spectrum for base forme of cpd. | NFL Slovenia - RESPONSE PROJECT; GA (JUST/2013/ISEC/DRUGS/AG/6413) | 13.11.2015 | N-[(1S)-1-(aminocarbonyl)-2-methylpropyl]-1-(5-fluoropentyl)-1H-indazole-3-carboxamide |  | C18H25FN4O2 | 348.42 | SWGDRUG; Search Score: 0.966945
A-796260_1223-15_CHI_IR-C | A-796,260 | base | no (0) | Chiron AS | 12510 | condensed phase | extr. (CH2Cl2+MeOH) | IR (condense) spectrum for base forme of cpd. | NFL Slovenia - RESPONSE PROJECT; GA (JUST/2013/ISEC/DRUGS/AG/6413) | 13.11.2015 | [1-(2-morpholin-4-ylethyl)-1H-indol-3-yl]-(2,2,3,3-tetramethylcyclopropyl)methanone |  | C22H30N2O2 | 354.49 | SWGDRUG; Search Score: 0.990856
AM-2233_HCl_1224-15_CHI_IR-C | AM-2233 | hydrochloride | no (0) | Chiron AS | 14045 | condensed phase | extr. (CH2Cl2+MeOH) | IR (condense) spectrum for base forme of cpd. | NFL Slovenia - RESPONSE PROJECT; GA (JUST/2013/ISEC/DRUGS/AG/6413) | 13.11.2015 | 1-[(N-methylpiperidin-2-yl)methyl]-3-(2-iodobenzoyl)indole | (2-lodophenyl)-[1-[ (1-methyl-2-piperidinyl)methyl ]-1H-indol-3-yl ]methanone | C22H23IN2O | 458.33
5F-APICA_1225-15_CHI_IR-C | 5F-APICA | base | no (0) | Chiron AS | 13651 | condensed phase | extr. (CH2Cl2+MeOH) | IR (condense) spectrum for base forme of cpd. | NFL Slovenia - RESPONSE PROJECT; GA (JUST/2013/ISEC/DRUGS/AG/6413) | 13.11.2015 | N-(adamantan-1-yl)-1-(5-fluoropentyl)-1H-indole-3-carboxamide | 1-(5-fluoropentyl)-N-tricyclo[ 3.3.1.13,7 ]dec-1-yl-1H-indole-3-carboxamine, STS-135 | C24H31FN2O | 382.51 | SWGDRUG; Search Score: 0.969833
HU-308_1226-15_CHI_IR-C | HU-308 | base | no (0) | Chiron AS | 15568 | condensed phase | extr. (CH2Cl2+MeOH) | IR (condense) spectrum for base forme of cpd. | NFL Slovenia - RESPONSE PROJECT; GA (JUST/2013/ISEC/DRUGS/AG/6413) | 13.11.2015 | [(1R,2R,5R)-2-[2,6-dimethoxy-4-(2-methyloctan-2-yl)phenyl]-7,7-dimethyl-4-bicyclo[3.1.1]hept-3-enyl] methanol | phenazepam metabolite | C27H42O3 | 414.62
JWH-18-Methylderivate(2-methylnaphtalene)_1227-15_CHI_IR-C | JWH-018 methylderivate (2-methylnaphthalene) | base | no (0) | Chiron AS | 11284 | condensed phase | extr. (CH2Cl2+MeOH) | IR (condense) spectrum for base forme of cpd. | NFL Slovenia - RESPONSE PROJECT; GA (JUST/2013/ISEC/DRUGS/AG/6413) | 13.11.2015 | (2-methylnaphthalen-1-yl)-(1-pentyl-1H-indol-3-yl)methanone |  | C25H25NO | 355.47
JWH-020_1228-15_CHI_IR-C | JWH-020 | base | no (0) | Chiron AS | 11269 | condensed phase | extr. (CH2Cl2+MeOH) | IR (condense) spectrum for base forme of cpd. | NFL Slovenia - RESPONSE PROJECT; GA (JUST/2013/ISEC/DRUGS/AG/6413) | 13.11.2015 | (1-heptyl-1H-indol-3-yl)-1-naphthalenyl-methanone | 1-heptyl-3-(1-naphthoyl)indole | C26H27NO | 369.5 | FORENSICDB_ORG; Search Score: 0.95995
JWH-072_1229-15_CHI_IR-C | JWH-072 | base | no (0) | Chiron AS | 15615 | condensed phase | extr. (CH2Cl2+MeOH) | IR (condense) spectrum for base forme of cpd. | NFL Slovenia - RESPONSE PROJECT; GA (JUST/2013/ISEC/DRUGS/AG/6413) | 13.11.2015 | 1-naphthalenyl(1-propyl-1H-indol-3-yl)-methanone |  | C22H19NO | 313.39 | SWGDRUG; Search Score: 0.930561
JWH-147_1230-15_CHI_IR-C | JWH-147 | base | no (0) | Chiron AS | 11271 | condensed phase | extr. (CH2Cl2+MeOH) | IR (condense) spectrum for base forme of cpd. | NFL Slovenia - RESPONSE PROJECT; GA (JUST/2013/ISEC/DRUGS/AG/6413) | 13.11.2015 | (1-hexyl-5-phenyl-1H-pyrrol-3-yl)-1-naphthalenyl-methanone | 1-hexyl-3-(1-naphthoyl)-5-phenyl-pyrrol | C27H27NO | 381.51 | FORENSICDB_ORG; Search Score: 0.97008
RCS-4(C4)_1231-15_CHI_IR-C | RCS-4 (C4) | base | no (0) | Chiron AS | 13619 | condensed phase | extr. (CH2Cl2+MeOH) | IR (condense) spectrum for base forme of cpd. | NFL Slovenia - RESPONSE PROJECT; GA (JUST/2013/ISEC/DRUGS/AG/6413) | 13.11.2015 | (1-butyl-1H-indol-3-yl)(4-methoxyphenyl)-methanone | E-4 OBT-199 SR-19 BTM-4 | C19H23NO2 | 307.39
RCS-8_1232-15_CHI_IR-C | RCS-8 | base | no (0) | Chiron AS | 11336 | condensed phase | extr. (CH2Cl2+MeOH) | IR (condense) spectrum for base forme of cpd. | NFL Slovenia - RESPONSE PROJECT; GA (JUST/2013/ISEC/DRUGS/AG/6413) | 13.11.2015 | 1-(2-cyclohexylethyl)-3-(2-methoxyphenylacetyl)indole | 2-(2-methoxyphenyl)-1-[1-(2-cyclohexylethyl)indol-3-yl]ethanone | C25H29NO2 | 375.5 | FORENSICDB_ORG; Search Score: 0.997192
UR-144N-(4-hydroxypentyl)metabolite_1233-15_CHI_IR-C | UR-144 N-(4-hydroxypentyl) metabolite | base | no (0) | Chiron AS | 14289 | condensed phase | extr. (CH2Cl2+MeOH) | IR (condense) spectrum for base forme of cpd. | NFL Slovenia - RESPONSE PROJECT; GA (JUST/2013/ISEC/DRUGS/AG/6413) | 13.11.2015 | (1-(4-hydroxypentyl)-1H-indol-3-yl)(2,2,3,3-tetramethylcyclopropyl)methanone |  | C21H29NO2 | 327.46
Bentazepam_1234-15_CHI_IR-C | Bentazepam | base | no (0) | Chiron AS | 13395 | condensed phase | extr. (CH2Cl2+MeOH) | IR (condense) spectrum for base forme of cpd. | NFL Slovenia - RESPONSE PROJECT; GA (JUST/2013/ISEC/DRUGS/AG/6413) | 13.11.2015 | 5-phenyl-3,5a,6,7,8,9-hexahydro-2H-[1]benzothieno[2,3-e][1,4]diazepin-2-one | thiadipone | C17H16N2OS | 296.39
3-Hydroxyphenazepam_1235-15_CHI_IR-C | 3-hydroxyphenazepam | base | no (0) | Chiron AS | 14203 | condensed phase | extr. (CH2Cl2+MeOH) | IR (condense) spectrum for base forme of cpd. | NFL Slovenia - RESPONSE PROJECT; GA (JUST/2013/ISEC/DRUGS/AG/6413) | 13.11.2015 | 7-bromo-5-(2-chlorophenyl)-3-hydroxy-1,3-dihydro-2H-1,4-benzodiazepin-2-one | phenazepam metabolite | C15H10BrClN2O2 | 365.61
Methoxetamine(MXE)_HCl_1237-15_CHI_IR-C | Methoxetamine (MXE) | hydrochloride | no (0) | Chiron AS | 14286 | condensed phase | extr. (CH2Cl2+MeOH) | IR (condense) spectrum for base forme of cpd. | NFL Slovenia - RESPONSE PROJECT; GA (JUST/2013/ISEC/DRUGS/AG/6413) | 13.11.2015 | (RS)2-(3-methoxyphenyl)-2-(ethylamino)cyclohexanone |  | C15H21NO2 | 247.33 | SWGDRUG; Search Score: 0.992457
Diphenidine_HCl_1238-15_CHI_IR-C | Diphenidine | hydrochloride | no (0) | Chiron AS | 14712 | condensed phase | extr. (CH2Cl2+MeOH) | IR (condense) spectrum for base forme of cpd. | NFL Slovenia - RESPONSE PROJECT; GA (JUST/2013/ISEC/DRUGS/AG/6413) | 13.11.2015 | 1-(1,2-diphenylethyl)piperidine |  | C19H23N | 265.4
Methoxphenidine_1239-15_CHI_IR-C | Methoxphenidine | base | no (0) | Chiron AS | 14003 | condensed phase | extr. (CH2Cl2+MeOH) | IR (condense) spectrum for base forme of cpd. | NFL Slovenia - RESPONSE PROJECT; GA (JUST/2013/ISEC/DRUGS/AG/6413) | 13.11.2015 | 1-[1-(2-methoxyphenyl)-2-phenylethyl]piperidine | MXP, 2-MXD | C20H25NO | 295.42
para-methyl-4-methylaminorex_1240-15_CHI_IR-C | para-methyl-4-methylaminorex | base | no (0) | Chiron AS | 14127 | condensed phase | extr. (CH2Cl2+MeOH) | IR (condense) spectrum for base forme of cpd. | NFL Slovenia - RESPONSE PROJECT; GA (JUST/2013/ISEC/DRUGS/AG/6413) | 13.11.2015 | 4,5-dihydro-4-methyl-5-(4-methylphenyl)-2-oxazolamine | 4,4-DMAR | C11H14N2O | 190.24
Prolintane_1241-15_CHI_IR-C | prolintane | base | no (0) | Chiron AS | 13079 | condensed phase | extr. (CH2Cl2+MeOH) | IR (condense) spectrum for base forme of cpd. | NFL Slovenia - RESPONSE PROJECT; GA (JUST/2013/ISEC/DRUGS/AG/6413) | 13.11.2015 | 1-(1-benzylbutyl)pyrrolidine | 1-[1-(phenylmethyl)butyl]-pyrrolidine | C15H23N | 217.35
Ketamine_HCl_1242-15_CHI_IR-C | Ketamine | hydrochloride | no (0) | Chiron AS | 13562 | condensed phase | extr. (CH2Cl2+MeOH) | IR (condense) spectrum for base forme of cpd. | NFL Slovenia - RESPONSE PROJECT; GA (JUST/2013/ISEC/DRUGS/AG/6413) | 13.11.2015 | (RS)-2-(2-Chlorophenyl)-2-(methylamino)cyclohexanone | ketanest ketaset ketalar | C13H16ClNO | 237.73 | FDM (FTIR and Raman Spectral Libraries); Search Score: 0.97969
Diclazepam_1197-15_IR-C | diclazepam | base | no (0) | Test purchase |  | condensed phase | extr. CH2Cl2 | IR (condense) spectrum for base forme of cpd. | NFL Slovenia - RESPONSE PROJECT; GA (JUST/2013/ISEC/DRUGS/AG/6413) | 13.11.2015 | 7-chloro-5-(2-chlorophenyl)-1-methyl-1,3-dihydro-2H-1,4-benzodiazepin-2-one |  | C16H12Cl2N2O | 319.19 | Structure has been confirmed by the interpretation MS fragmentation pattern, HPLC-TOF analysis.
2-MeO-diphenidine_HCl_1195-15_IR-C | 2-MeO-diphenidine | hydrochloride | no (0) | Test purchase |  | condensed phase | extr. CH2Cl2 | IR (condense) spectrum for base forme of cpd. | NFL Slovenia - RESPONSE PROJECT; GA (JUST/2013/ISEC/DRUGS/AG/6413) | 13.11.2015 | 1-(1-(2-methoxyphenyl)-2-phenylethyl)piperidine |  | C20H25NO | 295.42 | Structure has been confirmed by the interpretation MS fragmentation pattern, NMR analysis (sample contains 7% to 8 % MeOH) and HPLC-TOF analysis.
EMB-FUBINACA_1257-15_IR-C | EMB-FUBINACA | base | no (0) | Test purchase |  | condensed phase | extr. (CH2Cl2+MeOH) | IR (condense) spectrum for base forme of cpd. | NFL Slovenia - RESPONSE PROJECT; GA (JUST/2013/ISEC/DRUGS/AG/6413) | 13.11.2015 | ethyl 2-[[1-[(4-fluorophenyl)methyl]indazole-3-carbonyl]amino]-3-methyl-butanoate |  | C22H24FN3O3 | 397.45 | Structure has been confirmed by the interpretation MS fragmentation pattern, HPLC-TOF analysis, NMR structure has been verified by Swedish National Forensic Centre
5F-EMB-PINACA_1256-15_IR-C | 5F-EMB-PINACA | base | no (0) | Test purchase |  | condensed phase | extr. (CH2Cl2+MeOH) | IR (condense) spectrum for base forme of cpd. | NFL Slovenia - RESPONSE PROJECT; GA (JUST/2013/ISEC/DRUGS/AG/6413) | 13.11.2015 | etyl-2-(1-[5-fluoropentyl]-1H-indazol-3-karboxamido)-3-metylbutanoat | etyl-2-(1-[5-fluoropentyl]-1H-indazol-3-karbonyl)valinat | C20H28FN3O3 | 377.46 | Structure has been confirmed by the interpretation MS fragmentation pattern, HPLC-TOF analysis, NMR structure has been verified by Swedish National Forensic Centre
5F-PY-PINACA_1258-15_IR-C | 5F-PY-PINACA | base | no (0) | Test purchase |  | condensed phase | extr. (CH2Cl2+MeOH) | IR (condense) spectrum for base forme of cpd. | NFL Slovenia - RESPONSE PROJECT; GA (JUST/2013/ISEC/DRUGS/AG/6413) | 13.11.2015 | [1-(5-fluoropentyl)indazol-3-yl]-pyrrolidin-1-yl-methanone |  | C17H22FN3O | 303.38 | Structure has been confirmed by the interpretation MS fragmentation pattern, HPLC-TOF analysis, NMR structure has been verified by Swedish National Forensic Centre
3,4-dimethoxy-a-PHP_HCl_1250-15_IR-C | 3,4-dimethoxy-a-PHP | hydrochloride | no (0) | Test purchase |  | condensed phase | extr. (CH2Cl2+MeOH) | IR (condense) spectrum for base forme of cpd. | NFL Slovenia - RESPONSE PROJECT; GA (JUST/2013/ISEC/DRUGS/AG/6413) | 13.11.2015 | 1-(3,4-dimethoxyphenyl)-2-(pyrrolidin-1-yl)hexan-1-one | 2,4-DMeO-PHP | C18H27NO3 | 305.41 | Structure has been confirmed by the interpretation MS fragmentation pattern, NMR analysis and HPLC-TOF analysis.
MDPHP_HCl_1245-15_IR-C | MDPHP | hydrochloride | no (0) | Test purchase |  | condensed phase | extr. (CH2Cl2+MeOH) | IR (condense) spectrum for base forme of cpd. | NFL Slovenia - RESPONSE PROJECT; GA (JUST/2013/ISEC/DRUGS/AG/6413) | 13.11.2015 | 1-(1,3-benzodioxol-5-yl)-2-pyrrolidin-1-yl-hexan-1-one |  | C17H23NO3 | 289.37 | Structure has been confirmed by the interpretation MS fragmentation pattern, NMR analysis (25% of an unknown organic impurity) and HPLC-TOF analysis.
4-MPH_HCl_1243-15_IR-C | 4-MPH | hydrochloride | no (0) | Test purchase |  | condensed phase | extr. CH2Cl2 | IR (condense) spectrum for base forme of cpd. | NFL Slovenia - RESPONSE PROJECT; GA (JUST/2013/ISEC/DRUGS/AG/6413) | 13.11.2015 | 3-methyl-2(p-tolyl)morpholine |  | C12H17NO | 191.27 | Structure has been confirmed by the interpretation MS fragmentation pattern, NMR analysis (a few% of unidentified organic compouns) and HPLC-TOF analysis.
5-DBFPV-HCL_1251-15_IR-C | 5-DBFPV | hydrochloride | no (0) | Test purchase |  | condensed phase | extr. CH2Cl2 | IR (condense) spectrum for base forme of cpd. | NFL Slovenia - RESPONSE PROJECT; GA (JUST/2013/ISEC/DRUGS/AG/6413) | 13.11.2015 | 1-(2,3-dihydrobenzofuran-5-yl)-2-(pyrrolidin-1-yl)pentan-1-one |  | C17H23NO2 | 273.37 | Structure has been confirmed by the interpretation MS fragmentation pattern, NMR analysis (10% of an unknown organic impurity) and HPLC-TOF analysis.
4-MeO-BF_1263-15_IR-C | 4-MeO-BF | base | no (0) | Test purchase |  | condensed phase | extr. (CH2Cl2+MeOH) | IR (condense) spectrum for base forme of cpd. | NFL Slovenia - RESPONSE PROJECT; GA (JUST/2013/ISEC/DRUGS/AG/6413) | 13.11.2015 | N-(4-methoxyphenyl)-N-(1-phenethylpiperidin-4-yl)butyramide |  | C24H32N2O2 | 380.53 | Structure has been confirmed by the interpretation MS fragmentation pattern, NMR analysis and HPLC-TOF analysis.
MPA_Methiopropamine_HCl_1194-15_IR-C | MPA-methiopropamine | hydrochloride | no (0) | Test purchase |  | condensed phase | extr. (CH2Cl2+MeOH) | IR (condense) spectrum for base forme of cpd. | NFL Slovenia - RESPONSE PROJECT; GA (JUST/2013/ISEC/DRUGS/AG/6413) | 13.11.2015 | N-methyl-1-(thiophen-2-yl)propan-2-amine | MPA | C8H13NS | 155.26 | Structure has been confirmed by the interpretation MS fragmentation pattern, NMR analysis and HPLC-TOF analysis.
5-PPDi_HCl_1205-15_IR-C | 5-PPDi | hydrochloride | no (0) | Test purchase |  | condensed phase | extr. (CH2Cl2+MeOH) | IR (condense) spectrum for base forme of cpd. | NFL Slovenia - RESPONSE PROJECT; GA (JUST/2013/ISEC/DRUGS/AG/6413) | 13.11.2015 | 1-(2,3-dihydro-1H-inden-5-yl)-2-(pyrrolidin-1-yl)butan-1-one |  | C17H23NO | 257.37 | Structure has been confirmed by the interpretation MS fragmentation pattern, NMR analysis and HPLC-TOF analysis.
5F-AMB_1269-15_IR-C | 5F-AMB | base | no (0) | Test purchase |  | condensed phase | extr. CH2Cl2 | IR (condense) spectrum for base forme of cpd. | NFL Slovenia - RESPONSE PROJECT; GA (JUST/2013/ISEC/DRUGS/AG/6413) | 13.11.2015 | methyl 2-(1-(5-fluoropentyl)-1H-indazole-3-carboxamido)-3-methylbutanoate | 5-fluoro AMP | C19H26FN3O3 | 363.43 | Structure has been confirmed by the interpretation MS fragmentation pattern, HPLC-TOF analysis. FTIR consistent (QM>0.996) by SWGDRUGS Lot##RM-140318-04); (MS qM>99, 2015ENFSI.L and SWGDRUG.L)
5F-MN-18_1261-15_IR-C | 5F-MN-18 | base | no (0) | Test purchase |  | condensed phase | extr. CH2Cl2 | IR (condense) spectrum for base forme of cpd. | NFL Slovenia - RESPONSE PROJECT; GA (JUST/2013/ISEC/DRUGS/AG/6413) | 13.11.2015 | 1-(5-fluoropentyl)-N-(naphthalen-1-yl)-1H-indazole-3-carboxamide | 5-fluoro MN-21 | C23H22FN3O | 375.17 | Structure has been confirmed by the interpretation MS fragmentation pattern, NMR analysis and HPLC-TOF analysis.
5-MBPB_HCl_1260-15_IR-C | 5-MBPB | hydrochloride | no (0) | Test purchase |  | condensed phase | other | IR (condense) spectrum for base forme of cpd. | NFL Slovenia - RESPONSE PROJECT; GA (JUST/2013/ISEC/DRUGS/AG/6413) | 13.11.2015 | 1-(benzofuran-5-yl)-N-methylbutan-2-amine |  | C13H17NO | 203.28 | Structure has been confirmed by the interpretation MS fragmentation pattern, NMR analysis and HPLC-TOF analysis.
4-MeO-PVP_HCl_1268-15_IR-C | 4-MeO-PVP | hydrochloride | no (0) | Test purchase |  | condensed phase | extr. CH2Cl2 | IR (condense) spectrum for base forme of cpd. | NFL Slovenia - RESPONSE PROJECT; GA (JUST/2013/ISEC/DRUGS/AG/6413) | 13.11.2015 | 1-(4-methoxyphenyl)-2-(pyrrolidin-1-yl)pentan-1-one |  | C16H23NO2 | 261.36 | Structure has been confirmed by the interpretation MS fragmentation pattern, NMR analysis and HPLC-TOF analysis.
5-MAPDB_HCl_1264-15_IR-C | 5-MAPDB | hydrochloride | no (0) | Test purchase |  | condensed phase | extr. (CH2Cl2+MeOH) | IR (condense) spectrum for base forme of cpd. | NFL Slovenia - RESPONSE PROJECT; GA (JUST/2013/ISEC/DRUGS/AG/6413) | 13.11.2015 | 1-(2,3-dihydrobenzofuran-5-yl)-N-methylpropan-2-amine |  | C12H17NO | 191.27 | Structure has been confirmed by the interpretation MS fragmentation pattern, NMR analysis and HPLC-TOF analysis.
Flubromazepam_1192-15_IR-C | Flubromazepam | base | no (0) | Test purchase |  | condensed phase | extr. (CH2Cl2+MeOH) | IR (condense) spectrum for base forme of cpd. | NFL Slovenia - RESPONSE PROJECT; GA (JUST/2013/ISEC/DRUGS/AG/6413) | 13.11.2015 | 7-bromo-5-(2-fluorophenyl)-1,3-dihydro-2H-1,4-benzodiazepin-2-one |  | C15H10BrFN2O | 333.15 | Structure has been confirmed by the interpretation MS fragmentation pattern, NMR analysis and HPLC-TOF analysis.
4F-PBP_HCl_1295-15_IR-C | 4F-PBP | hydrochloride | no (0) | Test purchase |  | condensed phase | extr. (CH2Cl2+MeOH) | IR (condense) spectrum for base forme of cpd. | NFL Slovenia - RESPONSE PROJECT; GA (JUST/2013/ISEC/DRUGS/AG/6413) | 13.11.2015 | 1-(4-fluorophenyl)-2-(1-pyrrolidinyl)-1-butanone |  | C14H18FNO | 235.3 | Structure has been confirmed by the interpretation MS fragmentation pattern, HPLC-TOF analysis, NMR structure has been verified by Laboratório de Polícia Cientifica da Polícia Judiciária, Portugal
AMB-CHMICA_1248-15_IR-C | AMB-CHMICA | base | no (0) | Test purchase |  | condensed phase | extr. CH2Cl2 | IR (condense) spectrum for base forme of cpd. | NFL Slovenia - RESPONSE PROJECT; GA (JUST/2013/ISEC/DRUGS/AG/6413) | 13.11.2015 | methyl 2-{[1-(cyclohexylmethyl)-1H-indol-3-yl]formamido}-3-methylbutanoate | methyl (1-(cyclohexylmethyl)-1H-indole-3-carbonyl)valinate, methyl-2-(1(cyclohexylmethyl)-1H-indole-3 carbonylamino)-3-methylbutanoate, methyl 2-{[1-(cyclohexylmethyl)-1H-indol-3-yl]formamido}-3-methylbutanoate | C22H30N2O3 | 370.48 | Structure has been confirmed by the interpretation MS fragmentation pattern, NMR analysis and HPLC-TOF analysis.
NEB-indene-analog_HCl_1247-15_IR-C | NEB-indene-analog | hydrochloride | no (0) | Test purchase |  | condensed phase | extr. (CH2Cl2+MeOH) | IR (condense) spectrum for base forme of cpd. | NFL Slovenia - RESPONSE PROJECT; GA (JUST/2013/ISEC/DRUGS/AG/6413) | 13.11.2015 | 1-(2,3-dihydro-1H-inden-5-yl)-2-(ethylamino)butan-1-one | N-ethylbuphedrone-indene-analogue | C15H21NO | 231.33 | Structure has been confirmed by the interpretation MS fragmentation pattern, NMR analysis (approx. 10%, possibly ethylamine hydrochloride or ethylamine hydrobromide) and HPLC-TOF analysis.
Propylphenidate_ HCl_1246-15_IR-C.spc | Propylphenidate | hydrochloride | no (0) | Test purchase |  | condensed phase | extr. CH2Cl2 | IR (condense) spectrum for base forme of cpd. | NFL Slovenia - RESPONSE PROJECT; GA (JUST/2013/ISEC/DRUGS/AG/6413) | 13.11.2015 | propyl-2-phenyl-2-(piperidin-2-yl)acetate | 2-(2-oxo-1-phenyl-2-propoxyethyl)piperidin | C16H23NO2 | 261.37 | Structure has been confirmed by the interpretation MS fragmentation pattern, NMR analysis and HPLC-TOF analysis.
1p-LSD_tartrate_1322-15_IR-C | 1p-LSD | tartrate | no (0) | Test purchase |  | condensed phase | other | eks. MeOH IR (condense) spectrum for base forme of cpd. | NFL Slovenia - RESPONSE PROJECT; GA (JUST/2013/ISEC/DRUGS/AG/6413) | 13.11.2015 | (4R,7R)-N,N-diethyl-6-methyl-11-propanoyl-6,11-diazatetracyclo[7.6.1.02,7.012,16]hexadeca-1(15),2,9,12(16),13-pentaene-4-carboxamide | N,N-diethyl-7-methyl-4-propanoyl-6,6a,8,9-tetrahydroindolo[4,3-fg]quinoline-9-carboxamide_tartrate | C23H29N3O2 | 379.5 | Structure has been confirmed by the interpretation MS fragmentation pattern, HPLC-TOF analysis.
4-Methoxy-PCP_HCl_1356-15_Cay_IR-C | 4-methoxy-PCP | hydrochloride | no (0) | Cayman Chemicals | 0444879 | condensed phase | extr. CH2Cl2 | IR (condense) spectrum for base forme of cpd. | NFL Slovenia - RESPONSE PROJECT; GA (JUST/2013/ISEC/DRUGS/AG/6413) | 2.11.2016 | 1-[1-(4-methoxyphenyl)cyclohexyl]-piperidine | 4-MeO Phencyclidine; Methoxydine; 4-MeO PCP | C18H27NO | 273.41 | purity 98%
ADB-PINACA-isomer-1_1357-15_CAY_IR-C | ADB-PINACA-isomer-1 | base | no (0) | Cayman Chemicals | 0455505 | condensed phase | extr. CH2Cl2 | IR (condense) spectrum for base forme of cpd. | NFL Slovenia - RESPONSE PROJECT; GA (JUST/2013/ISEC/DRUGS/AG/6413) | 2.11.2016 | N-(1-amino-2,3-dimethyl-1-oxobutan-2-yl)-1-pentyl-1H-indazole-3-carboxamide |  | C19H28N4O2 | 344.5 | purity 98%
AB-PINACA-N-(2-Fluoropentyl)-isomer_1358-15_CAY_IR-C | AB-PINACA-N-(2-fluoropentyl)-isomer | base | no (0) | Cayman Chemicals | 0469971 | condensed phase | other | liquid - transpaternt (in MeOH); extr. CH2Cl2 IR (condense) spectrum for base forme of cpd. | NFL Slovenia - RESPONSE PROJECT; GA (JUST/2013/ISEC/DRUGS/AG/6413) | 2.11.2016 | N-(1-amino-3-methyl-1-oxobutan-2-yl)-1-(2-fluoropentyl)-1H-indazole-3-carboxamide | 2-fluoro AB-PINACA | C18H25FN4O2 | 348.4 | 1 mg in 1 mL methanol
FUB-NPB-22_1359-15_CAY_IR-C | FUB-NPB-22 | base | no (0) | Cayman Chemicals | 0464270 | condensed phase | extr. CH2Cl2 | IR (condense) spectrum for base forme of cpd. | NFL Slovenia - RESPONSE PROJECT; GA (JUST/2013/ISEC/DRUGS/AG/6413) | 2.11.2016 | quinolin-8-yl 1-(4-fluorobenzyl)-1H-indazole-3-carboxylate | 5-fluoro NIN; FUB-PB-22 indazole analog | C24H16FN3O2 | 397.4 | purity 95%
3-CAF_1360-15_CAY_IR-C | 3-CAF | base | no (0) | Cayman Chemicals | 0458521 | condensed phase | extr. CH2Cl2 | IR (condense) spectrum for base forme of cpd. | NFL Slovenia - RESPONSE PROJECT; GA (JUST/2013/ISEC/DRUGS/AG/6413) | 2.11.2016 | naphthalen-2-yl 1-(2-fluorophenyl)-1H-indazole-3-carboxylate |  | C24H15FN2O2 | 382.4 | purity 98%
SDB-005_1361-15_CAY_IR-C | SDB-005 | base | no (0) | Cayman Chemicals | 0457435 | condensed phase | extr. CH2Cl2 | IR (condense) spectrum for base forme of cpd. | NFL Slovenia - RESPONSE PROJECT; GA (JUST/2013/ISEC/DRUGS/AG/6413) | 2.11.2016 | naphthalen-1-yl 1-pentyl-1H-indazole-3-carboxylate |  | C23H22N2O2 | 358.4 | purity 98%
2-Bromo-4,5-MDMA_HCl_1362-15_CAY_IR-C | 2-bromo-4,5-MDMA | hydrochloride | no (0) | Cayman Chemicals | 0458423 | condensed phase | extr. (CH2Cl2+MeOH) | IR (condense) spectrum for base forme of cpd. | NFL Slovenia - RESPONSE PROJECT; GA (JUST/2013/ISEC/DRUGS/AG/6413) | 2.11.2016 | 1-(6-bromobenzo[d][1,3]dioxol-5-yl)-N-methylpropan-2-amine | 6-bromo MDMA; 2-bromo-4,5-Methylenedioxymethamphetamine | C11H14BrNO2 | 272.14 | purity 98%
5-Fluoro-ADB-PINACA_1363-15_CAY_IR-C | 5-fluoro-ADB-PINACA | base | no (0) | Cayman Chemicals | 0458414 | condensed phase | extr. CH2Cl2 | IR (condense) spectrum for base forme of cpd. | NFL Slovenia - RESPONSE PROJECT; GA (JUST/2013/ISEC/DRUGS/AG/6413) | 2.11.2016 | N-(1-amino-3,3-dimethyl-1-oxobutan-2-yl)-1-(5-fluoropentyl)-1H-indazole-3-carboxamide |  | C19H27FN4O2 | 362.5 | purity 98%
MDMB-FUBINACA_1364-15_CAY_IR-C | MDMB-FUBINACA | base | no (0) | Cayman Chemicals | 0463163 | condensed phase | other | liquid - transpaternt (in acetonitrile); extr. CH2Cl2 IR (condense) spectrum for base forme of cpd. | NFL Slovenia - RESPONSE PROJECT; GA (JUST/2013/ISEC/DRUGS/AG/6413) | 2.11.2016 | methyl (S)-2-(1-(4-fluorobenzyl)-1H-indazole-3-carboxamido)-3,3-dimethylbutanoate | FUB-MDMB; MDMB-Bz-F | C22H24FN3O3 | 397.4 | 10 mg in 1 mL acetonitrile
4-chlorometamphetamine_HCl_1365-15_CAY_IR-C | 4-Chloromethamphetamine | hydrochloride | no (0) | Cayman Chemicals | 0463976 | condensed phase | extr. CH2Cl2 | IR (condense) spectrum for base forme of cpd. | NFL Slovenia - RESPONSE PROJECT; GA (JUST/2013/ISEC/DRUGS/AG/6413) | 2.11.2016 | 4-chloro-N,α-dimethyl-benzeneethanamine | [1‐(4‐chlorophenyl)propan‐2‐yl](methyl)amine; p-CMA; Ro 4-6861; 4-CMA | C10H14ClN | 183.68 | purity 98%
MO-CHMINACA_1366-15_CAY_IR-C | MO-CHMINACA | base | no (0) | Cayman Chemicals | 0465397 | condensed phase | extr. CH2Cl2 | IR (condense) spectrum for base forme of cpd. | NFL Slovenia - RESPONSE PROJECT; GA (JUST/2013/ISEC/DRUGS/AG/6413) | 2.11.2016 | 1-methoxy-3,3-dimethyl-1-oxobutan-2-yl 1-(cyclohexylmethyl)-1H-indazole-3-carboxylate | MO-AMB | C22H30N2O4 | 386.5 | purity 98%
LH-21_1367-15_CAY_IR-C | LH-21 | base | no (0) | Cayman Chemicals | 0427002 | condensed phase | extr. CH2Cl2 | IR (condense) spectrum for base forme of cpd. | NFL Slovenia - RESPONSE PROJECT; GA (JUST/2013/ISEC/DRUGS/AG/6413) | 2.11.2016 | 5-(4-chlorophenyl)-1-(2,4-dichlorophenyl)-3-hexyl-1H-1,2,4-triazole |  | C20H20Cl3N3 | 407.1 | purity 98%
AB-FUBINACA-2-fluorobenzyl-isomer_1368-15_CAY_IR-C | AB-FUBINACA-2-fluorobenzyl-isomer | base | no (0) | Cayman Chemicals | 0455357 | condensed phase | extr. (CH2Cl2+MeOH) | IR (condense) spectrum for base forme of cpd. | NFL Slovenia - RESPONSE PROJECT; GA (JUST/2013/ISEC/DRUGS/AG/6413) | 2.11.2016 | N-[(1S)-1-(aminocarbonyl)-2-methylpropyl]-1-[(2-fluorophenyl)methyl]-1H-indazole-3-carboxamide |  | C20H21FN4O2 | 368.4 | purity 98%
ADB-PINACA-isomer-3_1369-15_CAY_IR-C | ADB-PINACA-isomer-3 | base | no (0) | Cayman Chemicals | 0456164 | condensed phase | extr. CH2Cl2 | IR (condense) spectrum for base forme of cpd. | NFL Slovenia - RESPONSE PROJECT; GA (JUST/2013/ISEC/DRUGS/AG/6413) | 2.11.2016 | (S)-N-(1-amino-1-oxohexan-2-yl)-1-pentyl-1H-indazole-3-carboxamide |  | C19H28N4O2 | 344.5 | purity 98%
FUB-JWH-018_1370-15_CAY_IR-C | FUB-JWH-018 | base | no (0) | Cayman Chemicals | 0465398 | condensed phase | extr. CH2Cl2 | IR (condense) spectrum for base forme of cpd. | NFL Slovenia - RESPONSE PROJECT; GA (JUST/2013/ISEC/DRUGS/AG/6413) | 2.11.2016 | (1-(4-fluorobenzyl)-1H-indol-3-yl)(naphthalen-1-yl)methanone |  | C26H18FNO | 379.4 | purity 98%
ADB-PINACA-isomer-2_1371-15_CAY_IR-C | ADB-PINACA-isomer-2 | base | no (0) | Cayman Chemicals | 0455506 | condensed phase | extr. CH2Cl2 | IR (condense) spectrum for base forme of cpd. | NFL Slovenia - RESPONSE PROJECT; GA (JUST/2013/ISEC/DRUGS/AG/6413) | 2.11.2016 | N-((2S,3S)-1-amino-3-methyl-1-oxopentan-2-yl)-1-pentyl-1H-indazole-3-carboxamide |  | C19H28N4O2 | 344.5 | purity 98%
5-fluoropentyl-3-pyridinoylindole_HCl_1372-15_CAY_IR-C | 5-fluoropentyl-3-pyridinoylindole | hydrochloride | no (0) | Cayman Chemicals | 0447487 | condensed phase | extr. (CH2Cl2+MeOH) | IR (condense) spectrum for base forme of cpd. | NFL Slovenia - RESPONSE PROJECT; GA (JUST/2013/ISEC/DRUGS/AG/6413) | 2.11.2016 | (1-(5-fluoropentyl)-1H-indol-3-yl)(pyridin-3-yl)methanone |  | C19H19FN2O | 310.36 | purity 98%
2C-TFM_HCl_1373-15_CAY_IR-C | 2C-TFM | hydrochloride | no (0) | Cayman Chemicals | 0456583 | condensed phase | extr. (CH2Cl2+MeOH) | IR (condense) spectrum for base forme of cpd. | NFL Slovenia - RESPONSE PROJECT; GA (JUST/2013/ISEC/DRUGS/AG/6413) | 2.11.2016 | 2,5-dimethoxy-4-(trifluoromethyl)-benzeneethanamine | 2C-CF3 | C11H14F3NO2 | 249.23 | purity 95%
3-MEO-PCP_HCl_1262-15_IR-C | 3-MEO-PCP HCl | hydrochloride | no (0) | Test purchase |  | condensed phase | extr. CH2Cl2 | IR (condense) spectrum for base forme of cpd. | NFL Slovenia - RESPONSE PROJECT; GA (JUST/2013/ISEC/DRUGS/AG/6413) | 2.11.2016 | 1-[1-(3-methoxyphenyl)cyclohexyl]-piperidine |  | C18H27NO | 273.42 | Structure has been confirmed by the interpretation MS fragmentation pattern, NMR analysis (possibly containing a few % of unknown organic impurities) and HPLC-TOF analysis.
4-HO-MET_1267-15_IR-C | 4-HO-MET | fumarate | no (0) | Test purchase |  | condensed phase | extr. CH2Cl2 | IR (condense) spectrum for base forme of cpd. | NFL Slovenia - RESPONSE PROJECT; GA (JUST/2013/ISEC/DRUGS/AG/6413) | 2.11.2016 | 3-(2-(ethyl(methyl)amino)ethyl)-1H-indol-4-ol | 4-hydroxy-N-methyl-N-ethyltryptamine | C13H18N2O | 218.3 | MS consistent with the one from ENFSI 2015 lib NMR analysis (it contains organic impurities, probably two different compounds) and HPLC-TOF analysis.
MDMB-CHIMACA_1190-15_IR-C | MDMB-CHMICA | base | no (0) | Test purchase |  | condensed phase | extr. CH2Cl2 | IR (condense) spectrum for base forme of cpd. | NFL Slovenia - RESPONSE PROJECT; GA (JUST/2013/ISEC/DRUGS/AG/6413) | 2.11.2016 | N-[[1-(cyclohexylmethyl)-1H-indol-3-yl]carbonyl]-3-methyl-valine, methyl ester |  | C23H32N2O | 384.5 | Structure has been confirmed by the interpretation MS fragmentation pattern (pure), NMR analysis (few % of unidentified organic impurites) and HPLC-TOF analysis (pure).
Phenazepam4-oxide_1236-15_IR-C | Phenazepam 4-oxide | base | no (0) | Chiron AS | 11715 | condensed phase | extr. CH2Cl2 | IR (condense) spectrum for base forme of cpd. | NFL Slovenia - RESPONSE PROJECT; GA (JUST/2013/ISEC/DRUGS/AG/6413) | 2.11.2016 | 7-bromo-5-(2-chlorophenyl)-4-hydroxy-3,4-dihydro-2H-1,4-benzodiazepin-2-one |  | C15H10BrClN2O2 | 365.61 | purity 99.5%
DOF_HCl_1413-15_Chi_IR-C | DOF | hydrochloride | no (0) | Chiron AS | 15332 | condensed phase | extr. (CH2Cl2+MeOH) | IR (condense) spectrum for base forme of cpd. | NFL Slovenia - RESPONSE PROJECT; GA (JUST/2013/ISEC/DRUGS/AG/6413) | 2.11.2016 | DL-2,5-Dimethoxy-4-fluoroamphetamine | DL-4-Fluoro-2.5-dimethoxyamphetamine | C11H16FNO2 | 213.25 | purity 99.5%
N-(2-6-Dimethylphenyl)-1-piperidineacetamide_1414-15_Chi_IR-C | N-(2,6-Dimethylphenyl)-1-piperidineacetamide | base | no (0) | Chiron AS | 16105 | condensed phase | extr. CH2Cl2 | IR (condense) spectrum for base forme of cpd. | NFL Slovenia - RESPONSE PROJECT; GA (JUST/2013/ISEC/DRUGS/AG/6413) | 2.11.2016 | N-(2,6-Dimethylphenyl)-1-piperidineacetamide | 1-Piperidineaceto-2,6-xylidide | C15H22N2O | 246.35 | purity 99.5%
Mebroqualone_1415-15_Chi_IR-C | Mebroqualone | base | no (0) | Chiron AS | 15652 | condensed phase | extr. CH2Cl2 | IR (condense) spectrum for base forme of cpd. | NFL Slovenia - RESPONSE PROJECT; GA (JUST/2013/ISEC/DRUGS/AG/6413) | 2.11.2016 | 3-(2-bromophenyl)-2-methylquinazolin-4(3H)-one |  | C15H11BrN2O | 315.16 | purity 98.60%; FDM (FTIR and Raman Spectral Libraries); Search Score: 0.930096
5-F-ADBICA_1417-15_Chi_IR-C | 5F-ADBICA | base | no (0) | Chiron AS | 15389 | condensed phase | extr. CH2Cl2 | IR (condense) spectrum for base forme of cpd. | NFL Slovenia - RESPONSE PROJECT; GA (JUST/2013/ISEC/DRUGS/AG/6413) | 2.11.2016 | N-​(1-​amino-​3,​3-​dimethyl-​1-​oxobutan-​2-​yl)-​1-​(5-​fluoropentyl)-​1H-​indole-​3-​carboxamide | 5-Fluoro-ADBICA | C20H28FN3O2 | 361.45 | purity 98.20%; SWGDRUG; Search Score: 0.941079
ADBICA_1418-15_Chi_IR-C | ADBICA | base | no (0) | Chiron AS | 15804 | condensed phase | extr. CH2Cl2 | IR (condense) spectrum for base forme of cpd. | NFL Slovenia - RESPONSE PROJECT; GA (JUST/2013/ISEC/DRUGS/AG/6413) | 2.11.2016 | N-(1-amino-3,3-dimethyl-1-oxobutan-2-yl)-1-pentyl-1H-indole-3-carboxamide | (S)-N-(1-Amono-3,3-dimethyl-1-oxo-2-butanyl)-1-pentyl-1H-indole-3-carboxamine | C20H29N3O2 | 343.46 | purity 98.40%
MN-18_1419-15_Chi_IR-C | MN-18 | base | no (0) | Chiron AS | 15420 | condensed phase | extr. CH2Cl2 | IR (condense) spectrum for base forme of cpd. | NFL Slovenia - RESPONSE PROJECT; GA (JUST/2013/ISEC/DRUGS/AG/6413) | 2.11.2016 | N-(naphthalen-1-yl)-1-pentyl-1H-indazol-3-carboxamide |  | C23H23N3O | 357.45 | purity 99.40%
FLUOROLINTANE_HCl_1420-15_Chi_IR-C | Fluorolintane | hydrochloride | no (0) | Chiron AS | 15704 | condensed phase | extr. CH2Cl2 | IR (condense) spectrum for base forme of cpd. | NFL Slovenia - RESPONSE PROJECT; GA (JUST/2013/ISEC/DRUGS/AG/6413) | 2.11.2016 | 1-(1-(2-fluorophenyl)-2-phenylethyl)pyrrolidine | 2FPPP | C18H20FN | 269.36 | purity 99.00%
4-Fluorococaine_HCl_1421-15_Chi_IR-C | 4-Fluorococaine | hydrochloride | no (0) | Chiron AS | 15333 | condensed phase | extr. CH2Cl2 | IR (condense) spectrum for base forme of cpd. | NFL Slovenia - RESPONSE PROJECT; GA (JUST/2013/ISEC/DRUGS/AG/6413) | 2.11.2016 | Methyl(1S,2R,3S,5S)-3-((4-fluorobenzoyl)oxy)-8-methyl-8-azabicyclo(3.2.1)octane-2-carboxylate |  | C17H20FNO4 | 321.34 | purity 99.50%
DIPT_HCl_1422-15_Chi_IR-C | DIPT | hydrochloride | no (0) | Chiron AS | 16055 | condensed phase | extr. (CH2Cl2+MeOH) | IR (condense) spectrum for base forme of cpd. | NFL Slovenia - RESPONSE PROJECT; GA (JUST/2013/ISEC/DRUGS/AG/6413) | 2.11.2016 | N,N-Diisopropyltryptamine |  | C16H24N2 | 244.38 | purity 99.20%; SWGDRUG; Search Score: 0.983275
NPB-22_1423-15_Chi_IR-C | NPB-22 | base | no (0) | Chiron AS | 15622 | condensed phase | extr. CH2Cl2 | IR (condense) spectrum for base forme of cpd. | NFL Slovenia - RESPONSE PROJECT; GA (JUST/2013/ISEC/DRUGS/AG/6413) | 2.11.2016 | 1-pentyl-8-quinolinyl ester 1H-indazole-3-carboxylic acid | PB-22 indazole analogue; 8-Quinolinyl-1-pentyl-1H-indazole-3-carboxylate | C22H21N3O2 | 349.52 | purity 98.90%
1-CYCLOHEXYLMETHYLINDOL_1424-15_Chi_IR-C | 1-Cyclohexylmethylindole | base | no (0) | Chiron AS | 16181 | condensed phase | extr. (CH2Cl2+MeOH) | IR (condense) spectrum for base forme of cpd. | NFL Slovenia - RESPONSE PROJECT; GA (JUST/2013/ISEC/DRUGS/AG/6413) | 2.11.2016 | 1H-indole-1-(cyclohexylmethyl) | 1-(cyclohexylmethyl)-1H-indole | C15H19N | 213.32 | purity 99.50%
1-Pentylindole_1425-15_Chi_IR-C | 1-Pentylindole | base | no (0) | Chiron AS | 16161 | condensed phase | extr. CH2Cl2 | IR (condense) spectrum for base forme of cpd. | NFL Slovenia - RESPONSE PROJECT; GA (JUST/2013/ISEC/DRUGS/AG/6413) | 2.11.2016 | 1H-indole-1-pentyl | 1-pentyl-1H-indole | C13H17N | 187.28 | purity 99.30%
AM-2201-4-METHOXYNAPHTHYL-ANALOGUE_1426-15_Chi_IR-C | AM-2201 4-methoxynaphthyl analogue | base | no (0) | Chiron AS | 15407 | condensed phase | extr. CH2Cl2 | IR (condense) spectrum for base forme of cpd. | NFL Slovenia - RESPONSE PROJECT; GA (JUST/2013/ISEC/DRUGS/AG/6413) | 2.11.2016 | 1-(5-fluoropentyl)-3-(4-methoxynaphthalene-1-carbonyl)-1H-indole | AM-2201 4-methoxynaphthyl metabolite | C25H24FNO2 | 389.47 | purity 98,6%
2,3-DMMC_HCl_1427-15_Chi_IR-C | 2,3-DMMC | hydrochloride | no (0) | Chiron AS | 15347 | condensed phase | extr. CH2Cl2 | IR (condense) spectrum for base forme of cpd. | NFL Slovenia - RESPONSE PROJECT; GA (JUST/2013/ISEC/DRUGS/AG/6413) | 2.11.2016 | 1-(2,3-dimethylphenyl)-2-(methylamino)propan-1-one | 2,3-Dimethylmethcathinone | C12H17NO | 191.27 | purity 98.00%; SWGDRUG; Search Score: 0.987336
N-Me-2C-H_HCl_1428-15_Chi_IR-C | N-Me-2C-H | hydrochloride | no (0) | Chiron AS | 16042 | condensed phase | extr. CH2Cl2 | IR (condense) spectrum for base forme of cpd. | NFL Slovenia - RESPONSE PROJECT; GA (JUST/2013/ISEC/DRUGS/AG/6413) | 2.11.2016 | 2,5-Dimethoxy-N-methylphenethylamine |  | C11H17NO2 | 195.26 | purity 98.00%
4-Cl-PPP_HCl_1392-15_IR-C | 4-Cl-PPP | hydrochloride | no (0) | Test purchase |  | condensed phase | extr. CH2Cl2 | IR (condense) spectrum for base forme of cpd. | NFL Slovenia - RESPONSE PROJECT; GA (JUST/2013/ISEC/DRUGS/AG/6413) | 2.11.2016 | 1-(4-chlorophenyl)-2-(pyrrolidin-1-yl)propan-1-one |  | C13H16ClNO | 237.73 | Structure has been confirmed by the interpretation MS fragmentation pattern (pure), NMR analysis(pure) and HPLC-TOF analysis (pure).
BK-Ethyl-K_HCl_1390-15_IR-C | BK-Ethyl-K | hydrochloride | no (0) | Test purchase |  | condensed phase | extr. CH2Cl2 | IR (condense) spectrum for base forme of cpd. | NFL Slovenia - RESPONSE PROJECT; GA (JUST/2013/ISEC/DRUGS/AG/6413) | 2.11.2016 | 1-(2H-1,3-benzodioxol-5-yl)-2-(ethylamino)pentan-1-one |  | C14H19NO3 | 249.31 | Structure has been confirmed by the interpretation MS fragmentation pattern (pure), NMR analysis(pure) and HPLC-TOF analysis (pure).
EG-018_1379-15_IR-C | EG-018 | base | no (0) | Test purchase |  | condensed phase | extr. CH2Cl2 | IR (condense) spectrum for base forme of cpd. | NFL Slovenia - RESPONSE PROJECT; GA (JUST/2013/ISEC/DRUGS/AG/6413) | 2.11.2016 | 3‐(naphthalene‐1‐carbonyl)‐9‐pentyl‐9H‐carbazole |  | C28H25NO | 391.2 | Structure has been confirmed by the interpretation MS fragmentation pattern (pure), NMR analysis(pure) and HPLC-TOF analysis (pure).
tBuone_HCl_1378-15_IR-C | tBuONE | hydrochloride | no (0) | Test purchase |  | condensed phase | extr. (CH2Cl2+MeOH) | IR (condense) spectrum for base forme of cpd. | NFL Slovenia - RESPONSE PROJECT; GA (JUST/2013/ISEC/DRUGS/AG/6413) | 2.11.2016 | 1‐(2H‐1,3‐benzodioxol‐5‐yl)‐2‐(tert‐butylamino)propan‐1‐one |  | C14H19NO3 | 249.31 | Structure has been confirmed by the interpretation MS fragmentation pattern (pure), NMR analysis(pure) and HPLC-TOF analysis (pure).
CRL-40-941_1321-15_IR-C | CRL-40,941 | base | no (0) | Test purchase |  | condensed phase | extr. CH2Cl2 | IR (condense) spectrum for base forme of cpd. | NFL Slovenia - RESPONSE PROJECT; GA (JUST/2013/ISEC/DRUGS/AG/6413) | 2.11.2016 | 2-[bis(4-fluorophenyl)methylsulfinyl]-N-hydroxyacetamide |  | C15H13FNO3S | 325.33 | Structure has been confirmed by the interpretation MS fragmentation pattern, NMR analysis and HPLC-TOF analysis. inpurities (possibly difluorobenzylhydrol 20% peak area by GC-MS + minor others), vapor phase by SPME:ethylacetate, mathylpyridine, acetic acid) Sample is not pure by NMR, it contains some other compound(s), as evident from the redundant peaks observed in 1H NMR (at 10.4, 9.4, 3.5 ppm) and 13C NMR (at 168.0, 53.9 ppm).
APP-CHMINACA(PX3)_1280-15_IR-C | APP-CHMINACA (PX3) | base | no (0) | Test purchase |  | condensed phase | extr. CH2Cl2 | IR (condense) spectrum for base forme of cpd. | NFL Slovenia - RESPONSE PROJECT; GA (JUST/2013/ISEC/DRUGS/AG/6413) | 2.11.2016 | N-(1-amino-1-oxo-3-phenylpropan-2-yl)-1-(cyclohexylmethyl)-1H-indazole-3-carboxamide | PX3 | C24H28N4O2 | 404.5 | Structure has been confirmed by the interpretation MS fragmentation pattern, NMR analysis and HPLC-TOF analysis. two additional organic compounds detected (one by TOF and MS:Mw=500; aprox. 15 %, and one by TOF Mw=263 approx. 5%); For the compound at Mw=500 - empirical formula C31H40N4O2 we suspect that additional -CH2-cyclohexan group is attached to PX3 molecule. Substamce Mw=263 with the (suggested formula C16H13N4O2 unidentified). Compound is not pure by NMR, contains at least one other compound, as evident from an additional set of signals observed in both spectra.
4F-PHP_HCL_1302-15_IR-C | 4F-PHP | hydrochloride | no (0) | Test purchase |  | condensed phase | extr. CH2Cl2 | IR (condense) spectrum for base forme of cpd. | NFL Slovenia - RESPONSE PROJECT; GA (JUST/2013/ISEC/DRUGS/AG/6413) | 2.11.2016 | 1-(4-fluorophenyl)-2-(pyrrolidin-1-yl)hexan-1-one |  | C16H22FNO | 263.4 | Structure has been confirmed by the interpretation MS fragmentation pattern, NMR analysis and HPLC-TOF analysis. Sample is not pure as evident by NMR: major impurity (13C NMR signals 132, 115, 44.7 and 24.3 and 1H signals at 8.10, 7.15, 3.90, 1.83) as well as signals corresponding to other compounds present in the sample.
DOPR_HCl_1377-15_IR-C | DOPR | hydrochloride | no (0) | Test purchase |  | condensed phase | extr. CH2Cl2 | IR (condense) spectrum for base forme of cpd. | NFL Slovenia - RESPONSE PROJECT; GA (JUST/2013/ISEC/DRUGS/AG/6413) | 2.11.2016 | 1-(2,5-dimethoxy-4-propylphenyl)propan-2-amine |  | C14H23NO2 | 237.34 | Structure has been confirmed by the interpretation MS fragmentation pattern, NMR analysis and HPLC-TOF analysis. Sample is pure by NMR.
Pyrazolam_1355-15_IR-C | Pyrazolam | base | no (0) | Test purchase |  | condensed phase | extr. CH2Cl2 | IR (condense) spectrum for base forme of cpd. | NFL Slovenia - RESPONSE PROJECT; GA (JUST/2013/ISEC/DRUGS/AG/6413) | 2.11.2016 | 12-bromo-3-methyl-9-(pyridin-2-yl)-2,4,5,8-tetraazatricyclo[8.4.0.0²,⁶]tetradeca-1(14),3,5,8,10,12-hexaene | 1-methyl[1,2,4]triazo-6-(2-pyridinyl)-8-bromo-1,4-benzodiazepine; 8-Bromo-1-methyl-6-(pyridin-2-yl)4H[1,2,4]triazolo[4,3a][1,4]benzodiazepine | C16H12BrN5 | 354.21 | Structure has been confirmed by the interpretation MS fragmentation pattern, HPLC-TOF analysis.
5-Meo-DIBF_HCl-1353-15_IR-C | 5-MeO-DIBF | hydrochloride | no (0) | Test purchase |  | condensed phase | extr. CH2Cl2 | IR (condense) spectrum for base forme of cpd. | NFL Slovenia - RESPONSE PROJECT; GA (JUST/2013/ISEC/DRUGS/AG/6413) | 2.11.2016 | [2-(5-methoxy-1-benzofuran-3-yl)ethyl]bis(propan-2-yl)amine |  | C17H25NO2 | 275.39 | Structure has been confirmed by the interpretation MS fragmentation pattern, NMR analysis and HPLC-TOF analysis.
bk-2C-B_HCl_1350-15_IR-C | bk-2C-B | hydrochloride | no (0) | Test purchase |  | condensed phase | extr. CH2Cl2 | IR (condense) spectrum for base forme of cpd. | NFL Slovenia - RESPONSE PROJECT; GA (JUST/2013/ISEC/DRUGS/AG/6413) | 2.11.2016 | 2-amino-1-(4-bromo-2,5-dimethoxyphenyl)ethan-1-one |  | C10H12BrNO3 | 274.11 | Structure has been confirmed by the interpretation MS fragmentation pattern (MS-consistent with SWG DRUG (QM =0.99)), HPLC-TOF analysis.
N-Methyl-2Al_HCl_1349-15_IR-C | N-methyl-2AI | hydrochloride | no (0) | Test purchase |  | condensed phase | extr. CH2Cl2 | IR (condense) spectrum for base forme of cpd. | NFL Slovenia - RESPONSE PROJECT; GA (JUST/2013/ISEC/DRUGS/AG/6413) | 2.11.2016 | N-methyl-2,3-dihydro-1H-inden-2-amine | NM-2AI, N-methyl-2-aminoindane | C10H13N | 147.22 | Structure has been confirmed by the interpretation MS fragmentation pattern (MS-consistent with 2015ENFSI.L (QM =0.98)), HPLC-TOF analysis.
4-Fluoro-MPH_HCl_1352-15-IR-C | 4-Fluoro-MPH | hydrochloride | no (0) | Test purchase |  | condensed phase | extr. CH2Cl2 | IR (condense) spectrum for base forme of cpd. | NFL Slovenia - RESPONSE PROJECT; GA (JUST/2013/ISEC/DRUGS/AG/6413) | 2.11.2016 | methyl 2-(4-fluorophenyl)-2-(2-piperidyl)acetate | 4-fluoromethylphenidate | C14H18FNO2 | 251.3 | Structure has been confirmed by the interpretation MS fragmentation pattern (2 peaks (isomers)), NMR analysis and HPLC-TOF analysis.
4-MDMC_HCl_1382-15_IR-C | 4-MDMC | hydrochloride | no (0) | Test purchase |  | condensed phase | extr. CH2Cl2 | IR (condense) spectrum for base forme of cpd. | NFL Slovenia - RESPONSE PROJECT; GA (JUST/2013/ISEC/DRUGS/AG/6413) | 2.11.2016 | 2‐(dimethylamino)‐1‐(4‐methylphenyl)propan‐1‐one | 4-Methyl-N,N-dimethylcathinone | C12H17NO | 191.27 | Structure has been confirmed by the interpretation MS fragmentation pattern, NMR analysis and HPLC-TOF analysis.
BK-IVP_HCL_1384-15_IR-C | BK-IVP | hydrochloride | no (0) | Test purchase |  | condensed phase | extr. CH2Cl2 | IR (condense) spectrum for base forme of cpd. | NFL Slovenia - RESPONSE PROJECT; GA (JUST/2013/ISEC/DRUGS/AG/6413) | 2.11.2016 | 1-(2,3-dihydro-1H-inden-5-yl)-2-(ethylamino)pentan-1-one |  | C16H23NO | 245.37 | Structure has been confirmed by the interpretation MS fragmentation pattern, NMR analysis and HPLC-TOF analysis.
U-47700_HCl_1381-15_IR-C | U-47700 | hydrochloride | no (0) | Test purchase |  | condensed phase | extr. CH2Cl2 | IR (condense) spectrum for base forme of cpd. | NFL Slovenia - RESPONSE PROJECT; GA (JUST/2013/ISEC/DRUGS/AG/6413) | 2.11.2016 | 3,4-dichloro-N-[2-(dimethylamino)cyclohexyl]-N-methylbenzamide |  | C16H22Cl2N2O | 329.27 | Structure has been confirmed by the interpretation MS fragmentation pattern, NMR analysis (impurity detected by NMR) and HPLC-TOF analysis.
FU-F_HCl_1394-15_IR-C | FU-F | hydrochloride | no (0) | Test purchase |  | condensed phase | extr. CH2Cl2 | IR (condense) spectrum for base forme of cpd. | NFL Slovenia - RESPONSE PROJECT; GA (JUST/2013/ISEC/DRUGS/AG/6413) | 2.11.2016 | N-phenyl-N-[1-(2-phenylethyl)piperidin-4-yl]furan-2-carboxamide |  | C24H26N2O2 | 374.48 | Structure has been confirmed by the interpretation MS fragmentation pattern (substantial amount of Furancarboxylic acid detected by GC-MS), NMR analysis (impurity detected by NMR) and HPLC-TOF analysis.
Clonazolam_1282-15_IR-C | Clonazolam | base | no (0) | Test purchase |  | condensed phase | extr. (CH2Cl2+MeOH) | IR (condense) spectrum for base forme of cpd. | NFL Slovenia - RESPONSE PROJECT; GA (JUST/2013/ISEC/DRUGS/AG/6413) | 12.4.2017 | 6-(2-chlorophenyl)-1-methyl-8-nitro-4H-s-triazolo(4,3-a)-(1,4)-benzodiazepine | (E)-6-(2-chlorophenyl)-1-methyl-8-nitro-4H-benzo[f][1,2,4]triazolo[4,3-a][1,4]diazepine | C17H12ClN5O2 | 353.77 | Structure has been confirmed by the interpretation MS fragmentation pattern (pure), NMR analysis (pure) and HPLC-TOF analysis (pure).
Adinazolam_HCl_1277-15_IR-C | Adinazolam | hydrochloride | no (0) | Test purchase |  | condensed phase | extr. (CH2Cl2+MeOH) | IR (condense) spectrum for base forme of cpd. | NFL Slovenia - RESPONSE PROJECT; GA (JUST/2013/ISEC/DRUGS/AG/6413) | 12.4.2017 | 1-(8-chloro-6-phenyl-4H-[1,2,4]triazolo[4,3-a][1,4]benzodiazepin-1-yl)-N,N-dimethylmethanamine |  | C19H18ClN5 | 351.83 | Structure has been confirmed by the interpretation MS fragmentation pattern, NMR analysis (small amounts of organic impurities) and HPLC-TOF analysis.
FLUBROMAZOLAM_1265-15_IR-C | Flubromazolam | base | no (0) | Test purchase |  | condensed phase | extr. (CH2Cl2+MeOH) | IR (condense) spectrum for base forme of cpd. | NFL Slovenia - RESPONSE PROJECT; GA (JUST/2013/ISEC/DRUGS/AG/6413) | 12.4.2017 | 8-bromo-6-(2-fluorophenyl)-1-methyl-4H-[1,2,4]triazolo[4,3-a][1,4]benzodiazepine |  | C17H12BrFN4 | 371.21 | Structure has been confirmed by the interpretation MS fragmentation pattern (pure), NMR analysis (pure) and HPLC-TOF analysis (pure).
2-MeO-DIPHENIDINE_HCl_1163-15_IR-C | 2-MeO-diphenidine | hydrochloride | no (0) | Test purchase |  | condensed phase | extr. CH2Cl2 | IR (condense) spectrum for base forme of cpd. | NFL Slovenia - RESPONSE PROJECT; GA (JUST/2013/ISEC/DRUGS/AG/6413) | 12.4.2017 | 1-(1-(2-methoxyphenyl)-2-phenylethyl)piperidine |  | C20H25NO | 295.42 | Structure has been confirmed by the interpretation MS fragmentation pattern, NMR analysis (not detected impurities are possible) and HPLC-TOF analysis.
3F-PHENETRAZINE_HCL_1292-15_IR-C | 3F-Phenetrazine | hydrochloride | no (0) | Test purchase |  | condensed phase | extr. (CH2Cl2+MeOH) | IR (condense) spectrum for base forme of cpd. | NFL Slovenia - RESPONSE PROJECT; GA (JUST/2013/ISEC/DRUGS/AG/6413) | 12.4.2017 | 3-ethyl-2-(3-fluorophenyl)morpholine |  | C12H16FNO | 209.26 | Structure has been confirmed by the interpretation MS fragmentation pattern (pure), NMR analysis (pure) and HPLC-TOF analysis (pure).
PhenMetEtrazine-precursor_HCl_1291-16_IR-C | PhenMetEtrazine-precursor | hydrochloride | no (0) | Test purchase |  | condensed phase | extr. (CH2Cl2+MeOH) | IR (condense) spectrum for base forme of cpd. | NFL Slovenia - RESPONSE PROJECT; GA (JUST/2013/ISEC/DRUGS/AG/6413) | 12.4.2017 | 2-[ethyl(2-hydroxyethyl)amino]-1-phenylpropan-1-ol |  | C13H21NO2 | 223.32
PHENETRAZINE_HCl_1289-15_IR-C | Phenetrazine | hydrochloride | no (0) | Test purchase |  | condensed phase | extr. (CH2Cl2+MeOH) | IR (condense) spectrum for base forme of cpd. | NFL Slovenia - RESPONSE PROJECT; GA (JUST/2013/ISEC/DRUGS/AG/6413) | 12.4.2017 | 3‐ethyl‐2‐phenylmorpholine |  | C12H17NO | 191.27 | Structure has been confirmed by the interpretation MS fragmentation pattern (pure), NMR analysis (pure) and HPLC-TOF analysis (pure).
ISOPHENMETRAZINE_HCL_1293-15_IR-C | Isophenmetrazine | hydrochloride | no (0) | Test purchase |  | condensed phase | extr. CH2Cl2 | IR (condense) spectrum for base forme of cpd. | NFL Slovenia - RESPONSE PROJECT; GA (JUST/2013/ISEC/DRUGS/AG/6413) | 12.4.2017 | 5-methyl-2-phenylmorpholine |  | C11H15NO | 177.25 | Structure has been confirmed by the interpretation MS fragmentation pattern (pure), NMR analysis (pure) and HPLC-TOF analysis (pure).
NEB_HCL_1287-15_IR-C | NEB | hydrochloride | no (0) | Test purchase |  | condensed phase | extr. (CH2Cl2+MeOH) | IR (condense) spectrum for base forme of cpd. | NFL Slovenia - RESPONSE PROJECT; GA (JUST/2013/ISEC/DRUGS/AG/6413) | 12.4.2017 | 2-(ethylamino)-1-phenylbutan-1-one |  | C12H17NO | 191.47 | Structure has been confirmed by the interpretation MS fragmentation pattern (pure), HPLC-TOF analysis (pure), sample is not pure as evident by NMR, it contains another compound as evident by redundant peaks in 13C NMR at 34.5 and 13.0 and in 1H NMR at 2.80 and 1.16.
4F-NPP_HCl_1284-15_IR-C | 4F-NPP | hydrochloride | no (0) | Test purchase |  | condensed phase | extr. (CH2Cl2+MeOH) | IR (condense) spectrum for base forme of cpd. | NFL Slovenia - RESPONSE PROJECT; GA (JUST/2013/ISEC/DRUGS/AG/6413) | 12.4.2017 | 1‐(4‐fluorophenyl)‐2‐[(propan‐2‐yl)amino]pentan‐1‐one |  | C14H20FNO | 237.31 | Structure has been confirmed by the interpretation MS fragmentation pattern (pure), NMR analysis (unpurity cca 25% - (possibly isopropyl amine)) and HPLC-TOF analysis (pure).
DB-MDBP_HCL_1185-15_IR-C | DB-MDBP | hydrochloride | no (0) | Test purchase |  | condensed phase | extr. (CH2Cl2+MeOH) | IR (condense) spectrum for base forme of cpd. | NFL Slovenia - RESPONSE PROJECT; GA (JUST/2013/ISEC/DRUGS/AG/6413) | 12.4.2017 | 1-[(2,2-difluoro-2H-1,3-benzodioxol-5-yl)methyl]piperazine | 4F-butrylfentanyl | C12H14F2N2O2 | 256.25 | Structure has been confirmed by the interpretation MS fragmentation pattern (pure), HPLC-TOF analysis (pure), compound is not pure by NMR, it contains organic impurities (evident in 1H NMR signals around 1.0 ppm) and also possibly some other impurities (inorganic cations?) that cause line broadening in 1H NMR spectrum, consequently significantly diminishing its use for structural determination.
alpha-PHP_HCl_1283-15_IR-C | alpha-PHP | hydrochloride | no (0) | Test purchase |  | condensed phase | extr. (CH2Cl2+MeOH) | IR (condense) spectrum for base forme of cpd. | NFL Slovenia - RESPONSE PROJECT; GA (JUST/2013/ISEC/DRUGS/AG/6413) | 12.4.2017 | 1-phenyl-2-(pyrrolidin-1-yl)hexan-1-one | α-PHP, alpha-PHP, α-Pyrrolidinohexanophenone, PV-7 | C16H23NO | 245.36 | Structure has been confirmed by the interpretation MS fragmentation pattern (pure), NMR analysis (pure) and HPLC-TOF analysis (pure).
TH-PVP_HCl_1278-15_IR-C | TH-PVP | hydrochloride | no (0) | Test purchase |  | condensed phase | extr. (CH2Cl2+MeOH) | IR (condense) spectrum for base forme of cpd. | NFL Slovenia - RESPONSE PROJECT; GA (JUST/2013/ISEC/DRUGS/AG/6413) | 12.4.2017 | 2-(pyrrolidin-1-yl)-1-(5,6,7,8-tetrahydronaphthalen-2-yl)pentan-1-one |  | C19H27NO | 285.43 | Structure has been confirmed by the interpretation MS fragmentation pattern (pure), NMR analysis (pure) and HPLC-TOF analysis (pure).
4-Cl-PVP_HCl_1279-15_IR-C | 4Cl-PVP | hydrochloride | no (0) | Test purchase |  | condensed phase | extr. (CH2Cl2+MeOH) | IR (condense) spectrum for base forme of cpd. | NFL Slovenia - RESPONSE PROJECT; GA (JUST/2013/ISEC/DRUGS/AG/6413) | 12.4.2017 | 1-(4-chlorophenyl)-2-(pyrrolidin-1-yl)pentan-1-one |  | C15H20ClNO | 265.78 | Structure has been confirmed by the interpretation MS fragmentation pattern (pure), NMR analysis (pure) and HPLC-TOF analysis (pure).
5F-APP-PICA_1271-15_IR-C | 5F-APP-PICA(PX1) | base | no (0) | Test purchase |  | condensed phase | extr. CH2Cl2 | IR (condense) spectrum for base forme of cpd. | NFL Slovenia - RESPONSE PROJECT; GA (JUST/2013/ISEC/DRUGS/AG/6413) | 12.4.2017 | N-(1-amino-1-oxo-3-phenylpropan-2-yl)-1-(5-fluoropentyl)-1H-indole-3-carboxamide | PX1 | C23H26FN3O2 | 395.47 | Structure has been confirmed by the interpretation MS fragmentation pattern (pure), NMR analysis (pure) and HPLC-TOF analysis (pure).
FUB-PB22_1286-15_IR-C | FUB-PB22 | base | no (0) | Test purchase |  | condensed phase | extr. (CH2Cl2+MeOH) | IR (condense) spectrum for base forme of cpd. | NFL Slovenia - RESPONSE PROJECT; GA (JUST/2013/ISEC/DRUGS/AG/6413) | 12.4.2017 | 1-[(4-fluorophenyl)methyl]-1H-indole-3-carboxylic acid, 8-quinolinyl ester | quinolin-8-yl 1-[(4-fluorophenyl)methyl]-1H-indole-3-carboxylate | C25H17FN2O2 | 396.41 | Structure has been confirmed by the interpretation MS fragmentation pattern (pure) and HPLC-TOF analysis (pure). FTIR-ATR consistent with the one from SWGDRUG IR library (QM<0.996), entry LOT RM-131008-01
BB-22_1299-15_IR-C | BB-22 | base | no (0) | Test purchase |  | condensed phase | extr. CH2Cl2 | IR (condense) spectrum for base forme of cpd. | NFL Slovenia - RESPONSE PROJECT; GA (JUST/2013/ISEC/DRUGS/AG/6413) | 12.4.2017 | quinolin-8-yl 1-(cyclohexylmethyl)-1H-indole-3-carboxylate | quinolinyl 1-(cyclohexylmethyl)-1H-indole-3-carboxylic acid 8-quinolinyl ester | C25H24N2O2 | 384.47 | Structure has been confirmed by the interpretation MS fragmentation pattern (pure) and HPLC-TOF analysis (pure). identification based on published data
THJ-018_1298-15_IR-C | THJ-018 | base | no (0) | Test purchase |  | condensed phase | extr. CH2Cl2 | IR (condense) spectrum for base forme of cpd. | NFL Slovenia - RESPONSE PROJECT; GA (JUST/2013/ISEC/DRUGS/AG/6413) | 12.4.2017 | 3‐(naphthalene‐1‐carbonyl)‐1‐pentyl‐1H‐indazole | naphthalen-1yl-(1-pentyl-1H-indazol-3-yl)-methanone; JWH 018 indazole analog; 1-naphthalenyl(1-pentyl-1H-indazol-3-yl)-methanone | C23H22N2O2 | 342.4 | Structure has been confirmed by the interpretation MS fragmentation pattern (pure), NMR analysis (pure) and HPLC-TOF analysis (possibly contains isomeric form of the same compound (app. 10%)).
5F-PY-PICA_1281-15_IR-C | 5F-PY-PICA | base | no (0) | Test purchase |  | condensed phase | extr. CH2Cl2 | IR (condense) spectrum for base forme of cpd. | NFL Slovenia - RESPONSE PROJECT; GA (JUST/2013/ISEC/DRUGS/AG/6413) | 12.4.2017 | 1-(5-fluoropentyl)-3-(pyrrolidine-1-carbonyl)-1H-indole | (1-(5-fluoropentyl)-1H-indol-3-yl)(pyrrolidin-1-yl)methanone | C18H23FN2O | 302.39 | Structure has been confirmed by the interpretation MS fragmentation pattern (pure), NMR analysis (pure) and HPLC-TOF analysis (pure).
PDM-35_HCl_1408-16_isomer-1_IR-C | PDM-35 | hydrochloride | no (0) | Test purchase |  | condensed phase | extr. CH2Cl2 | IR (condense) spectrum for base forme of cpd. | NFL Slovenia - RESPONSE PROJECT; GA (JUST/2013/ISEC/DRUGS/AG/6413) | 12.4.2017 | 2-phenyl-3,5-dimethylmorpholine | 5-Methylphenmetrazine | C12H17NO | 191.27 | HPLC TOF and GC-MS two major peaks for C12H17NO and same mass spectra; NMR: a mixture of two very similar compounds (probably diastereoisomers) in approx. molar ratio 3:2
PDM-35_HCl_1408-16_isomer-2_IR-C | PDM-35 | hydrochloride | no (0) | Test purchase |  | condensed phase | extr. CH2Cl2 | IR (condense) spectrum for base forme of cpd. | NFL Slovenia - RESPONSE PROJECT; GA (JUST/2013/ISEC/DRUGS/AG/6413) | 12.4.2017 | 2-phenyl-3,5-dimethylmorpholine | 5-Methylphenmetrazine | C12H17NO | 191.27 | HPLC TOF and GC-MS two major peaks for C12H17NO and same mass spectra; NMR: a mixture of two very similar compounds (probably diastereoisomers) in approx. molar ratio 3:2
N-Ethylhexedrone_HCl_1503-16_IR-C | N-ethylhexedrone | hydrochloride | no (0) | Test purchase |  | condensed phase | extr. (CH2Cl2+MeOH) | IR (condense) spectrum for base forme of cpd. | NFL Slovenia - RESPONSE PROJECT; GA (JUST/2013/ISEC/DRUGS/AG/6413) | 12.4.2017 | 2-(ethylamino)-1-phenylhexan-1-one | Ethyl-hexedrone, HEXEN, HEX EN, NEH | C14H21NO | 219.33 | Structure has been confirmed by the interpretation MS fragmentation pattern (pure), NMR analysis (pure) and HPLC-TOF analysis (pure).
Mexedrone_HCl_1519-16_IR-C | Mexedrone | hydrochloride | no (0) | Test purchase |  | condensed phase | extr. CH2Cl2 | IR (condense) spectrum for base forme of cpd. | NFL Slovenia - RESPONSE PROJECT; GA (JUST/2013/ISEC/DRUGS/AG/6413) | 12.4.2017 | 3-methoxy-2-(methylamino)-1-(4-methylphenyl)propan-1-one |  | C12H17NO2 | 207.27 | Structure has been confirmed by the interpretation MS fragmentation pattern (traces of organic impurities), NMR analysis (pure) and HPLC-TOF analysis (pure).
5F-AKB48_1179-15_IR-C | 5F-AKB48 | base | no (0) | Test purchase |  | condensed phase | extr. CH2Cl2 | IR (condense) spectrum for base forme of cpd. | NFL Slovenia - RESPONSE PROJECT; GA (JUST/2013/ISEC/DRUGS/AG/6413) | 12.4.2017 | N-(1-adamantyl)-1-(5-fluoropentyl)-1H-indazole-3 –carboxamide | APINACA 5-fluoropentyl analog; 5F-APINACA 1-(5-fluoropentyl)-N-(tricyclo[3.3.1.13,7]dec-1-yl)-1H-indazole-3-carboxamide | C23H30FN3O | 383.51 | Structure has been confirmed by the interpretation MS fragmentation pattern (pure), NMR analysis (impurities) and HPLC-TOF analysis (pure). FTIR-ATR (after solvents evaporation consistent) by SWGDRUG library Lot#N1P53EMG (QU>0.99)
ADB-CHMINACA_1380-15_IR-C | ADB-CHMINACA | base | no (0) | Test purchase |  | condensed phase | extr. CH2Cl2 | IR (condense) spectrum for base forme of cpd. | NFL Slovenia - RESPONSE PROJECT; GA (JUST/2013/ISEC/DRUGS/AG/6413) | 12.4.2017 | N-(1-amino-3,3-dimethyl-1-oxobutan-2-yl)-1-(cyclohexylmethyl)-1H-indazole-3- carboxamide | MAB-CHMINACA | C21H30N4O2 | 370.5 | Structure has been confirmed by the interpretation MS fragmentation pattern (pure), NMR analysis (impurities) and HPLC-TOF analysis (not pure, 5%-10% C17H23N3O Mw=285.2 and cca 25% C28H42N4O2 Mw= 466.7 (ADB-CHMINACA + possibly cyclohexylmethyl))
Escaline_HCl_1407-16_IR-C | Escaline | hydrochloride | no (0) | Test purchase |  | condensed phase | extr. (CH2Cl2+MeOH) | IR (condense) spectrum for base forme of cpd. | NFL Slovenia - RESPONSE PROJECT; GA (JUST/2013/ISEC/DRUGS/AG/6413) | 12.4.2017 | 2-(4-Ethoxy-3,5-dimethoxyphenyl)ethanamine | 4-ethoxy mescaline 3,5-dimethoxy-4-ethoxyphenethylamine | C12H19NO3 | 225.28 | Structure has been confirmed by the interpretation MS fragmentation pattern (pure) and HPLC-TOF analysis (pure).MS spectrum consistent by the published spectra (SWGDRUG and Cayman)
Allylescaline_HCl_1406-16_IR-C | Allylescaline | hydrochloride | no (0) | Test purchase |  | condensed phase | extr. CH2Cl2 | IR (condense) spectrum for base forme of cpd. | NFL Slovenia - RESPONSE PROJECT; GA (JUST/2013/ISEC/DRUGS/AG/6413) | 12.4.2017 | 4-allyloxy-3,5-dimethoxy-phenethylamine | 2-[3,5-Dimethoxy-4-(prop-2-en-1-yloxy)phenyl]ethanamine | C13H19NO3 | 237.3 | Structure has been confirmed by the interpretation MS fragmentation pattern (pure) and HPLC-TOF analysis (pure).MS spectrum consistent by the published spectra (SWGDRUG and Cayman)
MDAi_HCl_1347-15_IR-C | MDAi | hydrochloride | no (0) | Test purchase |  | condensed phase | extr. (CH2Cl2+MeOH) | IR (condense) spectrum for base forme of cpd. | NFL Slovenia - RESPONSE PROJECT; GA (JUST/2013/ISEC/DRUGS/AG/6413) | 12.4.2017 | 2H,5H,6H,7H-indeno[5,6-d][1,3]dioxol-6-amine | 5,6-methylenedioxy-2-aminoindane 6,7-dihydro-5H-cyclopenta[f][1,3]benzodioxol-6-amine | C10H11NO2 | 177.2 | Structure has been confirmed by the interpretation MS fragmentation pattern (pure) and HPLC-TOF analysis (pure).MS consistentSWGDRUG.L (QM 0.99), IR fit with Forensic drugs FD044 (entry)
AKB-57_1521-16_IR-C | AKB-57 | base | no (0) | Test purchase |  | condensed phase | extr. CH2Cl2 | IR (condense) spectrum for base forme of cpd. | NFL Slovenia - RESPONSE PROJECT; GA (JUST/2013/ISEC/DRUGS/AG/6413) | 12.4.2017 | adamantan-1-yl 1-pentyl-1H-indazole-3-carboxylate | (3s,5s,7s)-adamantan-1-yl 1-pentyl-1H-indazole-3-carboxylate | C23H30N2O2 | 366.31 | Structure has been confirmed by the interpretation MS fragmentation pattern (pure), NMR analysis (pure) and HPLC-TOF analysis (pure).
Memantine_HCl_1410-16_IR-C | Memantine | hydrochloride | no (0) | Test purchase |  | condensed phase | extr. (CH2Cl2+MeOH) | IR (condense) spectrum for base forme of cpd. | NFL Slovenia - RESPONSE PROJECT; GA (JUST/2013/ISEC/DRUGS/AG/6413) | 12.4.2017 | 3,5-dimethyladamantan-1-amine |  | C12H21N | 179.3 | Structure has been confirmed by the interpretation MS fragmentation pattern (pure), NMR analysis (pure) and HPLC-TOF analysis (pure). MS spectrum consistent by the one from SWGDRUG MS lib.
3-6-DMPM_tartrate_1412-16_isomer-1_IR-C | 3,6-DMPM-isomer 1 | tartrate | no (0) | Test purchase |  | condensed phase | extr. (CH2Cl2+MeOH) | IR (condense) spectrum for base forme of cpd. | NFL Slovenia - RESPONSE PROJECT; GA (JUST/2013/ISEC/DRUGS/AG/6413) | 12.4.2017 | 3,6-dimethyl-2-phenylmorpholine | 2-Phenyl-3,6-dimethylmorpholine | C12H17NO | 191.27 | Structure has been confirmed by the interpretation MS fragmentation pattern, NMR analysis and HPLC-TOF analysis (pure). MS, TOF: two signals - diastereoisomers, NMR: 3 isomers
3-6-DMPM_tartrate_1412-16_isomer-2_IR-C | 3,6-DMPM-isomer 2 | tartrate | no (0) | Test purchase |  | condensed phase | extr. (CH2Cl2+MeOH) | IR (condense) spectrum for base forme of cpd. | NFL Slovenia - RESPONSE PROJECT; GA (JUST/2013/ISEC/DRUGS/AG/6413) | 12.4.2017 | 3,6-dimethyl-2-phenylmorpholine | 2-Phenyl-3,6-dimethylmorpholine | C12H17NO | 191.27 | Structure has been confirmed by the interpretation MS fragmentation pattern, NMR analysis and HPLC-TOF analysis (pure). MS, TOF: two signals - diastereoisomers, NMR: 3 isomers
MDMB-CHMCZCA_1430-15_IR-C | MDMB-CHMCZCA | base | no (0) | Test purchase |  | condensed phase | extr. CH2Cl2 | IR (condense) spectrum for base forme of cpd. | NFL Slovenia - RESPONSE PROJECT; GA (JUST/2013/ISEC/DRUGS/AG/6413) | 12.4.2017 | methyl-2-(1-(cyclohexylmethyl)-9H-carbazol-3-ylcarbonylamino)-3,3-dimethylbutanoate | methyl 2-{[9-(cyclohexylmethyl)-9H-carbazol-3-yl]formamido}-3,3-dimethylbutanoate | C27H34N2O3 | 434.58 | Structure has been confirmed by the interpretation MS fragmentation pattern (pure), NMR analysis (not pure) and HPLC-TOF analysis (pure).
25C-NBF_1385-15_IR-C | 25C-NBF | hydrochloride | no (0) | Test purchase |  | condensed phase | extr. CH2Cl2 | IR (condense) spectrum for base forme of cpd. | NFL Slovenia - RESPONSE PROJECT; GA (JUST/2013/ISEC/DRUGS/AG/6413) | 12.4.2017 | [2-(4-chloro-2,5-dimethoxyphenyl)ethyl][(2-fluorophenyl)methyl]amine |  | C17H19ClFNO2 | 323.79 | Structure has been confirmed by the interpretation MS fragmentation pattern (pure), NMR analysis (sample contains traces of impurities) and HPLC-TOF analysis (pure).
4-Aco-DET_1411-16_IR-C | 4-AcO-DET | fumarate | no (0) | Test purchase |  | condensed phase | extr. (CH2Cl2+MeOH) | IR (condense) spectrum for base forme of cpd. | NFL Slovenia - RESPONSE PROJECT; GA (JUST/2013/ISEC/DRUGS/AG/6413) | 12.4.2017 | 3-[2-(diethylamino)ethyl]-1H-indol-4-yl acetate | 4-Acetoxy-DET | C16H22N2O2 | 273.36 | Structure has been confirmed by the interpretation MS fragmentation pattern (fumaric acid by GC-MS + cca5% of organic impurity), NMR analysis (not pure) and HPLC-TOF analysis (pure).
4-CIC_HCl_1502-16_IR-C | 4-CIC | hydrochloride | no (0) | Test purchase |  | condensed phase | extr. (CH2Cl2+MeOH) | IR (condense) spectrum for base forme of cpd. | NFL Slovenia - RESPONSE PROJECT; GA (JUST/2013/ISEC/DRUGS/AG/6413) | 12.4.2017 | 1-(4-chlorophenyl)-2-(isopropylamino)propan-1-one |  | C12H16ClNO | 225.72 | Structure has been confirmed by the interpretation MS fragmentation pattern (pure), NMR analysis (pure) and HPLC-TOF analysis (pure).
FUB-AMB_1387-15_IR-C | FUB-AMB | base | no (0) | Test purchase |  | condensed phase | extr. CH2Cl2 | IR (condense) spectrum for base forme of cpd. | NFL Slovenia - RESPONSE PROJECT; GA (JUST/2013/ISEC/DRUGS/AG/6413) | 12.4.2017 | methyl (2S)-2-({1-[(4-fluorophenyl)methyl]-1H-indazol-3-yl}formamido)-3-methylbutanoate | methyl(1-(4-fluorobenzyl)-1H- indazole-3-carbonyl)-L-valinate; AMB-FUBINACA | C21H22FN3O3 | 383.42 | Structure has been confirmed by the interpretation MS fragmentation pattern (pure), NMR analysis (pure) and HPLC-TOF analysis (pure).
Mescaline-NB20Me_HCl_1337-16_LIP_IR-C | Mescaline-NB2OMe | hydrochloride | no (0) | Lipomed | 1558.1B1.1 | condensed phase | extr. CH2Cl2 | IR (condense) spectrum for base forme of cpd. | NFL Slovenia - RESPONSE PROJECT; GA (JUST/2013/ISEC/DRUGS/AG/6413) | 12.4.2017 | [(2-methoxyphenyl)methyl][2-(3,4,5-trimethoxyphenyl)ethyl]amine | 2-(3,4,5-Trimethoxyphenyl)-N-[(2-methoxyphenyl)methyl]ethanamine | C19H25NO4 | 331.41 | Structure has been confirmed by the interpretation MS fragmentation pattern. Purity >98.5% (as HCl)
2C-P-NBOMe_HCl_1333-16_LIP_IR-C | 2C-P-NBOMe | hydrochloride | no (0) | Lipomed | 15560.1B3.1 | condensed phase | extr. CH2Cl2 | IR (condense) spectrum for base forme of cpd. | NFL Slovenia - RESPONSE PROJECT; GA (JUST/2013/ISEC/DRUGS/AG/6413) | 12.4.2017 | [2-(2,5-dimethoxy-4-propylphenyl)ethyl][(2-methoxyphenyl)methyl]amine | 25P-NB2OMe; 2-(4-Propyl-2,5-dimethoxyphenyl)-N-(2-methoxybenzyl)ethanamine | C21H29NO3 | 344.47 | Structure has been confirmed by the interpretation MS fragmentation pattern. Purity >98.5 % (as HCL)
2C-T-2-NBOMe_HCl_1334-16_LIP_IR-C | 2C-T-2-NBOMe | hydrochloride | no (0) | Lipomed | 1565.1B1.1 | condensed phase | extr. CH2Cl2 | IR (condense) spectrum for base forme of cpd. | NFL Slovenia - RESPONSE PROJECT; GA (JUST/2013/ISEC/DRUGS/AG/6413) | 12.4.2017 | {2-[4-(ethylsulfanyl)-2,5-dimethoxyphenyl]ethyl}[(2-methoxyphenyl)methyl]amine | 25T2-NB2OMe; 2-(2,5-Dimethoxy-4-ethylthiophenyl)-N-[(2-methoxyphenyl)methyl] ethanamine | C20H27NO3S | 361.5 | Structure has been confirmed by the interpretation MS fragmentation pattern. Purity >98.5 % (as HCL)
2C-T-4-NBOMe_HCl_1335-16_LIP_IR-C | 2C-T-4-NBOMe | hydrochloride | no (0) | Lipomed | 1566.1B1.1 | condensed phase | extr. CH2Cl2 | IR (condense) spectrum for base forme of cpd. | NFL Slovenia - RESPONSE PROJECT; GA (JUST/2013/ISEC/DRUGS/AG/6413) | 12.4.2017 | {2-[2,5-dimethoxy-4-(propan-2-ylsulfanyl)phenyl]ethyl}[(2-methoxyphenyl)methyl]amine | 25T4-NB2OMe; 262-(2,5-Dimethoxy-4-isopropylthiophenyl)-N-[(2-methoxyphenyl)methyl] ethanamine | C21H29NO3S | 375.53 | Structure has been confirmed by the interpretation MS fragmentation pattern. Purity >98.5 % (as HCL)
2C-T-7-NBOMe_HCl_1336-16_LIP_IR-C | 2C-T-7-NBOMe | hydrochloride | no (0) | Lipomed | 1567.1B1.1 | condensed phase | extr. CH2Cl2 | IR (condense) spectrum for base forme of cpd. | NFL Slovenia - RESPONSE PROJECT; GA (JUST/2013/ISEC/DRUGS/AG/6413) | 12.4.2017 | {2-[2,5-dimethoxy-4-(propylsulfanyl)phenyl]ethyl}[(2-methoxyphenyl)methyl]amine | 25T7-NB2OMe | C21H29NO3S | 375.53 | Structure has been confirmed by the interpretation MS fragmentation pattern. Purity >98.5 % (as HCL)
25I-NBF_HCl_1376-16_CAY_IR-C | 25I-NBF | hydrochloride | no (0) | Cayman Chemicals | 0474616-1 | condensed phase | other | IR (condense) spectrum for base forme of cpd. | NFL Slovenia - RESPONSE PROJECT; GA (JUST/2013/ISEC/DRUGS/AG/6413) | 12.4.2017 | N-(2-fluorobenzyl)-2-(4-iodo-2,5-dimethoxyphenyl)ethanamine | 25I-NB2F, 2C-I-NBF, NBF-2C-I, Cimbi-21 | C17H19FINO2 | 415.24 | Structure has been confirmed by the interpretation MS fragmentation pattern. Purity >98 %
Cathinone_HCl_1324-16_LIP_IR-C | Cathinone | hydrochloride | no (0) | Lipomed | 880.4B1.1 | condensed phase | extr. (CH2Cl2+MeOH) | IR (condense) spectrum for base forme of cpd. | NFL Slovenia - RESPONSE PROJECT; GA (JUST/2013/ISEC/DRUGS/AG/6413) | 12.4.2017 | 2-amino-1-phenylpropan-1-one | a-Aminopropiophenone | C9H11NO | 149.13 | Structure has been confirmed by the interpretation MS fragmentation pattern. Purity >98% (as HCl)
MPBP_HCl_1327-16_LIP_IR-C | MPBP | hydrochloride | no (0) | Lipomed | 1508.1B1.1 | condensed phase | extr. CH2Cl2 | IR (condense) spectrum for base forme of cpd. | NFL Slovenia - RESPONSE PROJECT; GA (JUST/2013/ISEC/DRUGS/AG/6413) | 12.4.2017 | 1-(4-methylphenyl)-2-(pyrrolidin-1-yl)butan-1-one | F 1938; 4-methyl PBP | C15H21NO | 231.34 | Structure has been confirmed by the interpretation MS fragmentation pattern. Purity >98.5 (as HCl)
MDPBP_HCl_1330-16_LIP_IR-C | MDPBP | hydrochloride | no (0) | Lipomed | 1509.1B1.1 | condensed phase | extr. (CH2Cl2+MeOH) | IR (condense) spectrum for base forme of cpd. | NFL Slovenia - RESPONSE PROJECT; GA (JUST/2013/ISEC/DRUGS/AG/6413) | 12.4.2017 | 1-(2H-1,3-benzodioxol-5-yl)-2-(pyrrolidin-1-yl)butan-1-one | 3′,4′-Methylenedioxy-α-pyrrolidinobutiophenone | C15H19NO3 | 261.32 | Structure has been confirmed by the interpretation MS fragmentation pattern. Purity >98.5 (as HCl)
MDPPP_HCl_1331-16_LIP_IR-C | MDPPP | hydrochloride | no (0) | Lipomed | 1547.1B1.1 | condensed phase | extr. (CH2Cl2+MeOH) | IR (condense) spectrum for base forme of cpd. | NFL Slovenia - RESPONSE PROJECT; GA (JUST/2013/ISEC/DRUGS/AG/6413) | 12.4.2017 | 1-(2H-1,3-benzodioxol-5-yl)-2-(pyrrolidin-1-yl)propan-1-one | 3′,4′-Methylenedioxy-α-pyrrolidinopropiophenone | C14H17NO3 | 247.29 | Structure has been confirmed by the interpretation MS fragmentation pattern. Purity >98.5 (as HCl)
Pyrovalerone_HCl_1332-16_LIP_IR-C | Pyrovalerone | hydrochloride | no (0) | Lipomed | 1333.1B1.1 | condensed phase | extr. CH2Cl2 | IR (condense) spectrum for base forme of cpd. | NFL Slovenia - RESPONSE PROJECT; GA (JUST/2013/ISEC/DRUGS/AG/6413) | 12.4.2017 | 1-(4-methylphenyl)-2-(pyrrolidin-1-yl)pentan-1-one | 1-(1-Pyrrolidinyl)butyl p-Tolyl Ketone; Valerophenone, Centroton, Thymergix | C16H23NO | 245.36 | Structure has been confirmed by the interpretation MS fragmentation pattern. Purity >98.5 (as HCl)
DBZP-2HCl_1341-16_LIP_IR-C | DBZP | hydrochloride | no (0) | Lipomed | 1578.1B1.1 | condensed phase | extr. (CH2Cl2+MeOH) | IR (condense) spectrum for base forme of cpd. | NFL Slovenia - RESPONSE PROJECT; GA (JUST/2013/ISEC/DRUGS/AG/6413) | 12.4.2017 | 1,4-bis(phenylmethyl)-piperazine | 1,4-Dibenzylpiperazine | C18H22N2 | 266.39 | Structure has been confirmed by the interpretation MS fragmentation pattern. Purity >98.5% (as dihydrochloride)
Homoveratrylamine_HCl_1342-16_LIP_IR-C | Homoveratrylamine | hydrochloride | no (0) | Lipomed | 722.1B1.1 | condensed phase | extr. (CH2Cl2+MeOH) | IR (condense) spectrum for base forme of cpd. | NFL Slovenia - RESPONSE PROJECT; GA (JUST/2013/ISEC/DRUGS/AG/6413) | 12.4.2017 | 2-(3,4-dimethoxyphenyl)ethan-1-amine | 2-(3,4-Dimethoxyphenyl)-ethylamine | C10H15NO2 | 181.24 | Structure has been confirmed by the interpretation MS fragmentation pattern. Purity >98.5 (as HCl)
4-Ethylephedrine_HCl_1343-16_LIP_IR-C | 4-Ethylephedrine | hydrochloride | no (0) | Lipomed | 1405.1B2.1 | condensed phase | extr. CH2Cl2 | IR (condense) spectrum for base forme of cpd. | NFL Slovenia - RESPONSE PROJECT; GA (JUST/2013/ISEC/DRUGS/AG/6413) | 12.4.2017 | 1-(4-ethylphenyl)-2-(methylamino)propan-1-ol | (±)-1-(4-Ethylphenyl)-2-methylamino-1-propanol | C12H19NO | 193.29 | Structure has been confirmed by the interpretation MS fragmentation pattern. Purity >98.5 (as HCl)
HMA_HCl_1344-16_LIP_IR-C | HMA | hydrochloride | no (0) | Lipomed | 85.2B4.1 | condensed phase | extr. (CH2Cl2+MeOH) | IR (condense) spectrum for base forme of cpd. | NFL Slovenia - RESPONSE PROJECT; GA (JUST/2013/ISEC/DRUGS/AG/6413) | 12.4.2017 | 4-(2-aminopropyl)-2-methoxyphenol | 4-hydroxy-3-methoxyamphetamine | C10H15NO2 | 181.24 | Structure has been confirmed by the interpretation MS fragmentation pattern. Purity >98.5 (as HCl)
4-Methyl-N-ethyl-norephedrine_HCl_1345-16_LIP_IR-C | 4-Methyl-N-ethyl-norephedrine | hydrochloride | no (0) | Lipomed | 1455.1B2.1 | condensed phase | extr. CH2Cl2 | IR (condense) spectrum for base forme of cpd. | NFL Slovenia - RESPONSE PROJECT; GA (JUST/2013/ISEC/DRUGS/AG/6413) | 12.4.2017 | 1-(4-Methylphenyl)-2-ethylamino-1-propanol | 2‐(ethylamino)‐1‐(4‐methylphenyl)propan‐1‐ol | C12H19NO | 193.29 | Structure has been confirmed by the interpretation MS fragmentation pattern. Purity >98.5 (as HCl)
4-Methylephedrine_HCl_1346-15_LIP_IR-C | 4-Methylephedrine | hydrochloride | no (0) | Lipomed | 1406.1B1.1 | condensed phase | extr. CH2Cl2 | IR (condense) spectrum for base forme of cpd. | NFL Slovenia - RESPONSE PROJECT; GA (JUST/2013/ISEC/DRUGS/AG/6413) | 12.4.2017 | 1-(4-Methylphenyl)-2-methylamino-1-propanol | 2‐(methylamino)‐1‐(4‐methylphenyl)propan‐1‐ol | C11H17NO | 179.26 | Structure has been confirmed by the interpretation MS fragmentation pattern. Purity >98.5 (as HCl)
Cloniprazepam_1575-16_CHI_IR-C | Cloniprazepam | base | no (0) | Chiron AS | 16219 | condensed phase | extr. CH2Cl2 | IR (condense) spectrum for base forme of cpd. | NFL Slovenia - RESPONSE PROJECT; GA (JUST/2013/ISEC/DRUGS/AG/6413) | 12.4.2017 | 5-(2-chlorophenyl)-1-cyclopropylmethyl-7-nitro-3H-1,4-benzodiazepin-2-one | Kloniprazepam | C19H16ClN3O3 | 369.81 | Structure has been confirmed by the interpretation MS fragmentation pattern. Purity 99.5 % (as base)
Metizolam_1576-16_CHI_IR-C | Metizolam | base | no (0) | Chiron AS | 15947 | condensed phase | extr. CH2Cl2 | IR (condense) spectrum for base forme of cpd. | NFL Slovenia - RESPONSE PROJECT; GA (JUST/2013/ISEC/DRUGS/AG/6413) | 12.4.2017 | 4-(2-Chlorophenyl)-2-ethyl-6H-thieno[3,2-f][1,2,4]triazolo[4,3-a][1,4]diazepine | Desmethyletizolam | C16H13ClN4S | 328.82 | Structure has been confirmed by the interpretation MS fragmentation pattern. Purity 99.5 % (as base)
JWH-166_1578-16_CHI_IR-C | JWH-166 | base | no (0) | Chiron AS | 16189 | condensed phase | extr. CH2Cl2 | IR (condense) spectrum for base forme of cpd. | NFL Slovenia - RESPONSE PROJECT; GA (JUST/2013/ISEC/DRUGS/AG/6413) | 12.4.2017 | (6-methoxy-1-naphthalenyl)(1-pentyl-1H-indol-3-yl)-methanone | JWH 081 6-methoxynaphthyl isomer | C25H25NO2 | 371.48 | Structure has been confirmed by the interpretation MS fragmentation pattern. Purity 99.5 % (as base)
JWH-368_1579-16_CHI_IR-C | JWH-368 | base | no (0) | Chiron AS | 16452 | condensed phase | extr. CH2Cl2 | IR (condense) spectrum for base forme of cpd. | NFL Slovenia - RESPONSE PROJECT; GA (JUST/2013/ISEC/DRUGS/AG/6413) | 12.4.2017 | [5-(3-fluorophenyl)-1-pentyl-1H-pyrrol-3-yl]-1-naphthalenyl-methanone |  | C26H24FNO | 385.48 | Structure has been confirmed by the interpretation MS fragmentation pattern. Purity 98.4 % (as base)
4-Ethylethcathinone-HCl_1582-16_CHI_IR-C | 4-Ethylethcathinone | hydrochloride | no (0) | Chiron AS | 16017 | condensed phase | extr. CH2Cl2 | IR (condense) spectrum for base forme of cpd. | NFL Slovenia - RESPONSE PROJECT; GA (JUST/2013/ISEC/DRUGS/AG/6413) | 12.4.2017 | 2-(ethylamino)-1-(4-ethylphenyl)propan-1-one | 4-ethyl-N-ethylcathinone, 4-EEC, 4-ethylethcathinone | C13H19NO | 205.3 | Structure has been confirmed by the interpretation MS fragmentation pattern. Purity 98.8 % (as HCl)
Mitragynine_1590-16_CHI_IR-C | Mitragynine | base | no (0) | Chiron AS | 16210 | condensed phase | extr. CH2Cl2 | IR (condense) spectrum for base forme of cpd. | NFL Slovenia - RESPONSE PROJECT; GA (JUST/2013/ISEC/DRUGS/AG/6413) | 12.4.2017 | (E)-2-[(2S,3S)-3-ethyl-8-methoxy-1,2,3,4,6,7,12,12b- octahydroindolo[3,2-h]quinolizin-2-yl]-3- methoxyprop-2-enoic acid methyl ester | methyl (2E)‐2‐[(2S,3S)‐3‐ethyl‐8‐methoxy‐ 1H,2H,3H,4H,6H,7H,12H,12bH‐indolo[2,3‐a]quinolizin‐2‐ yl]‐3‐methoxyprop‐2‐enoate | C23H30N2O4 | 398.5 | Structure has been confirmed by the interpretation MS fragmentation pattern. Purity 99.5 % (as base)
25I-NBOMe_HCl_1589-16_CHI_IR-C | 25I-NBOMe | hydrochloride | no (0) | Chiron AS | 16276 | condensed phase | extr. CH2Cl2 | IR (condense) spectrum for base forme of cpd. | NFL Slovenia - RESPONSE PROJECT; GA (JUST/2013/ISEC/DRUGS/AG/6413) | 12.4.2017 | 2-(4-iodo-2,5-dimethoxyphenyl)-N-[(2-methoxyphenyl)methyl]ethanamine | 2C-I-NBOMe, Cimbi5 | C18H22INO3 | 427.28 | Structure has been confirmed by the interpretation MS fragmentation pattern. Purity 99.5 % (as HCl)
NiPP_1586-16_IR-C | NiPP | base | no (0) | Chiron AS | 16174 | condensed phase | extr. CH2Cl2 | IR (condense) spectrum for base forme of cpd. | NFL Slovenia - RESPONSE PROJECT; GA (JUST/2013/ISEC/DRUGS/AG/6413) | 12.4.2017 | 2-(Isopropylamino)-1-phenylpentan-1-one | 2-IPP, NPP, 1-phenyl-2-(1-methylethylamino)pentan-1-one, N-isopropylpentedrone, NiPP | C14H21NO | 219.33 | Structure has been confirmed by the interpretation MS fragmentation pattern. Purity 99.5 % (as base)
PV8_HCl_1587-16_CHI_IR-C | PV8 | hydrochloride | no (0) | Chiron AS | 16005 | condensed phase | extr. CH2Cl2 | IR (condense) spectrum for base forme of cpd. | NFL Slovenia - RESPONSE PROJECT; GA (JUST/2013/ISEC/DRUGS/AG/6413) | 12.4.2017 | 1-phenyl-2-(pyrrolidin-1-yl)heptan-1-one | α-PEP | C17H25NO | 259.39 | Structure has been confirmed by the interpretation MS fragmentation pattern. Purity 99.4 % (as HCl)
PRE-084-HCl_1544-16_IR-C | PRE-084 | hydrochloride | no (0) | Test purchase |  | condensed phase | extr. CH2Cl2 | IR (condense) spectrum for base forme of cpd. | NFL Slovenia - RESPONSE PROJECT; GA (JUST/2013/ISEC/DRUGS/AG/6413) | 12.4.2017 | 2-(morpholin-4-yl)ethyl 1-phenylcyclohexane-1-carboxylate | Pre-084; CHEMBL305881; 2-morpholin-4-ylethyl 1-phenylcyclohexane-1-carboxylate; Pre 084; Tocris-0589; Lopac-P-2607 | C19H27NO3 | 317.43 | Structure has been confirmed by the interpretation MS fragmentation pattern (pure), NMR analysis (minor impurities) and HPLC-TOF analysis (pure).
Acetildenafil_1542-16_IR-C | Acetildenafil | base | no (0) | Test purchase |  | condensed phase | extr. CH2Cl2 | IR (condense) spectrum for base forme of cpd. | NFL Slovenia - RESPONSE PROJECT; GA (JUST/2013/ISEC/DRUGS/AG/6413) | 12.4.2017 | 5-{2-ethoxy-5-[2-(4-ethylpiperazin-1-yl)acetyl]phenyl}-1-methyl-3-propyl-1H,6H,7H-pyrazolo[4,3-d]pyrimidin-7-one | HONGDENAFIL | C25H34N6O3 | 466.26 | Structure has been confirmed by the interpretation MS fragmentation pattern (pure) and confirmed by Cayman and SWGDRUG MS libraries. not pure, TOF: 10% C27H36N6O5 Mw=524,3
G-130-HCl_1541-16_IR-C | G-130 | hydrochloride | no (0) | Test purchase |  | condensed phase | extr. CH2Cl2 | IR (condense) spectrum for base forme of cpd. | NFL Slovenia - RESPONSE PROJECT; GA (JUST/2013/ISEC/DRUGS/AG/6413) | 12.4.2017 | 5,5-dimethyl-2-phenylmorpholine | 2-Phenyl-5,5-dimethyltetrahydro-1,4-oxazine | C12H17NO | 191.27 | Structure has been confirmed by the interpretation MS fragmentation pattern (pure), NMR analysis (minor impurities) and HPLC-TOF analysis (pure).
Pentylone_HCl_1533-16_IR-C | Pentylone | hydrochloride | no (0) | Test purchase |  | condensed phase | extr. (CH2Cl2+MeOH) | IR (condense) spectrum for base forme of cpd. | NFL Slovenia - RESPONSE PROJECT; GA (JUST/2013/ISEC/DRUGS/AG/6413) | 12.4.2017 | 1-(2H-1,3-benzodioxol-5-yl)-2-(methylamino)pentan-1-one | β-keto-methylbenzodioxolylpentanamine; βk-{N-methyl-1-(1,3-benzodioxol-5-yl)-2- pentanamine; βk-MBDP | C13H17NO3 | 235.28 | Structure has been confirmed by the interpretation MS fragmentation pattern (pure), NMR analysis (pure) and HPLC-TOF analysis (pure).
4F-EPH_HCl_1563-16_IR-C | 4F-EPH | hydrochloride | no (0) | Test purchase |  | condensed phase | extr. CH2Cl2 | IR (condense) spectrum for base forme of cpd. | NFL Slovenia - RESPONSE PROJECT; GA (JUST/2013/ISEC/DRUGS/AG/6413) | 12.4.2017 | ethyl 2-(4-fluorophenyl)-2-(piperidin-2-yl)acetate | p-fluoroethylphenidate, 4F-EPH, 4-fluoroethylphenidate | C15H20FNO2 | 265.33 | Structure has been confirmed by the interpretation MS fragmentation pattern (pure), HPLC-TOF analysis (pure). MS and FTIR-ATR by visual comparison are consistent by those published in JRC-report: RPT: JRC-1602005 (published in RESPONSE project database: http://www.policija.si/apps/nfl_response_web/seznam.php)
Methylmorphenate-HCl_1538-16_IR-C | Methylmorphenate | hydrochloride | no (0) | Test purchase |  | condensed phase | extr. (CH2Cl2+MeOH) | IR (condense) spectrum for base forme of cpd. | NFL Slovenia - RESPONSE PROJECT; GA (JUST/2013/ISEC/DRUGS/AG/6413) | 12.4.2017 | methyl 2-(morpholin-3-yl)-2-phenylacetate |  | C13H17NO3 | 235.28 | Structure has been confirmed by the interpretation MS fragmentation pattern (pure), NMR analysis (pure) and HPLC-TOF analysis (pure).
4-Ethylmethcathinone-HCl_1583-16_CHI_IR-C | 4-Ethylmethcathinone | hydrochloride | no (0) | Chiron AS | 16545 | condensed phase | extr. CH2Cl2 | IR (condense) spectrum for base forme of cpd. | NFL Slovenia - RESPONSE PROJECT; GA (JUST/2013/ISEC/DRUGS/AG/6413) | 12.4.2017 | 1-(4-ethylphenyl)-2-(methylamino)propan-1-one | 4-Ethylmethcathinone; 4-EMC | C12H17NO | 191.27 | Structure has been confirmed by the interpretation MS fragmentation pattern. Purity 99.4 % (as HCl)
4-fluorobuphedrone_HCl_1615-16_CAY_IR-C | 4-Fluorobuphedrone | hydrochloride | no (0) | Cayman Chemicals | 0454960-11 | condensed phase | extr. (CH2Cl2+MeOH) | IR (condense) spectrum for base forme of cpd. | NFL Slovenia - RESPONSE PROJECT; GA (JUST/2013/ISEC/DRUGS/AG/6413) | 12.4.2017 | 1-(4-fluorophenyl)-2-(methylamino)butan-1-one | 4-FBP, 4-F-MABP | C11H14FNO | 195.24 | Structure has been confirmed by the interpretation MS fragmentation pattern. Purity 98% (as HCl)
25I-NBMD_HCl_1614-16_CAY_IR-C | 25I-NBMD | hydrochloride | no (0) | Cayman Chemicals | 0443946-42 | condensed phase | extr. CH2Cl2 | IR (condense) spectrum for base forme of cpd. | NFL Slovenia - RESPONSE PROJECT; GA (JUST/2013/ISEC/DRUGS/AG/6413) | 12.4.2017 | [(2H-1,3-benzodioxol-4-yl)methyl][2-(4-iodo-2,5-dimethoxyphenyl)ethyl]amine | Cimbi-29 | C18H20INO4 | 441.27 | Structure has been confirmed by the interpretation MS fragmentation pattern. Purity 98% (as HCl)
2-Methoxy-Ketamine_HCl_1613-16_CAY_IR-C | 2-methoxy-Ketamine | hydrochloride | no (0) | Cayman Chemicals | 0456525-15 | condensed phase | extr. CH2Cl2 | IR (condense) spectrum for base forme of cpd. | NFL Slovenia - RESPONSE PROJECT; GA (JUST/2013/ISEC/DRUGS/AG/6413) | 12.4.2017 | 2-(2-methoxyphenyl)-2-(methylamino)cyclohexan-1-one |  | C14H19NO2 | 233.31 | Structure has been confirmed by the interpretation MS fragmentation pattern. Purity 98% (as HCl)
PCEEA_HCl_1612-16_IR-C | PCEEA | hydrochloride | no (0) | Cayman Chemicals | 0446280-19 | condensed phase | extr. CH2Cl2 | IR (condense) spectrum for base forme of cpd. | NFL Slovenia - RESPONSE PROJECT; GA (JUST/2013/ISEC/DRUGS/AG/6413) | 12.4.2017 | N-(2-ethoxyethyl)-1-phenylcyclohexanamine |  | C16H25NO | 247.38 | Structure has been confirmed by the interpretation MS fragmentation pattern. Purity 98% (as HCl)
25E-NBOMe_HCL_1611-16_CAY_IR-C | 25E-NBOMe | hydrochloride | no (0) | Cayman Chemicals | 0451918-50 | condensed phase | extr. CH2Cl2 | IR (condense) spectrum for base forme of cpd. | NFL Slovenia - RESPONSE PROJECT; GA (JUST/2013/ISEC/DRUGS/AG/6413) | 12.4.2017 | 2-(4-ethyl-2,5-dimethoxyphenyl)-N-(2-methoxybenzyl)ethan-1-amine | 2C-E-NBOMe; NBOMe-2C-E | C20H27NO3 | 329.44 | Structure has been confirmed by the interpretation MS fragmentation pattern. Purity 98% (as HCl)
4-fluoro-alpha-PVP_1610-16_CAY_IR-C | 4-fluoro-α-PVP | hydrochloride | no (0) | Cayman Chemicals | 0453912-29 | condensed phase | extr. CH2Cl2 | IR (condense) spectrum for base forme of cpd. | NFL Slovenia - RESPONSE PROJECT; GA (JUST/2013/ISEC/DRUGS/AG/6413) | 12.4.2017 | 1-(4-fluorophenyl)-2-(1-pyrrolidinyl)-1-pentanone | 4-fluoro-α-PVP; 4-fluoro-α-Pyrrolidinopentiophenone; 4-fluoro-α-2-(1-pyrrolidinyl)-Valerophenone; 4F-alpha-PVP | C15H20FNO | 249.33 | Structure has been confirmed by the interpretation MS fragmentation pattern. Purity 98% (as HCl)
PX2_1609-16_CAY_IR-C | PX2 | base | no (0) | Cayman Chemicals | 0461309-36 | condensed phase | extr. CH2Cl2 | IR (condense) spectrum for base forme of cpd. | NFL Slovenia - RESPONSE PROJECT; GA (JUST/2013/ISEC/DRUGS/AG/6413) | 12.4.2017 | N-(1-amino-1-oxo-3-phenylpropan-2-yl)-1-(5-fluoropentyl)-1H-indazole-3-carboxamide | N-(1-amino-1-oxo-3-phenylpropan-2-yl)-1-(5-fluoropentyl)-1H-indazole-3-carboxamide; 5-fluoro APP-PINACA; FU-PX; 5F-APP-PINACA | C22H25FN4O2 | 396.5 | Structure has been confirmed by the interpretation MS fragmentation pattern. Purity 98% (as base)
5-fluoro-JWH-018-Adamantyl-analog_1608-16_CAY_IR-C | 5-fluoro-JWH-018-adamantyl-analog | base | no (0) | Cayman Chemicals | 0447611-30 | condensed phase | extr. CH2Cl2 | IR (condense) spectrum for base forme of cpd. | NFL Slovenia - RESPONSE PROJECT; GA (JUST/2013/ISEC/DRUGS/AG/6413) | 12.4.2017 | 3-(adamantane-1-carbonyl)-1-(5-fluoropentyl)-1H-indole | [1-(5-fluoropentyl)-1H-indol-3-yl]tricyclo[3.3.1.13,7]dec-1-yl-methanone; 5F-AB-001; AM2201 adamantyl analog | C24H30FNO | 367.51 | Structure has been confirmed by the interpretation MS fragmentation pattern. Purity 98% (as base)
Deschloro-N-ethyl-Ketamine-HCl_1607-16_CAY_IR-C | Deschloro-N-ethyl-Ketamine | hydrochloride | no (0) | Cayman Chemicals | 0455833-19 | condensed phase | extr. CH2Cl2 | IR (condense) spectrum for base forme of cpd. | NFL Slovenia - RESPONSE PROJECT; GA (JUST/2013/ISEC/DRUGS/AG/6413) | 12.4.2017 | 2-(ethylamino)-2-phenylcyclohexan-1-one | 2-(ethylamino)-2-phenyl-cyclohexanone; Eticyclidone; O-PCE; 2-Oxo-PCE | C14H19NO | 217.31 | Structure has been confirmed by the interpretation MS fragmentation pattern. Purity 98% (as HCl)
SDB-006-N-phenyl-analog_1606-16_CAY_IR-C | SDB-006-N-phenyl-analog | base | no (0) | Cayman Chemicals | 0458518-6 | condensed phase | extr. CH2Cl2 | IR (condense) spectrum for base forme of cpd. | NFL Slovenia - RESPONSE PROJECT; GA (JUST/2013/ISEC/DRUGS/AG/6413) | 12.4.2017 | 1-pentyl-N-phenyl-1H-indole-3-carboxamide |  | C20H22N2O | 306.41 | Structure has been confirmed by the interpretation MS fragmentation pattern. Purity 98% (as base)
5-fluoro-SDB-005_1605-16_CAY_IR-C | 5-Fluoro-SDB-005 | base | no (0) | Cayman Chemicals | 0454996-32 | condensed phase | extr. CH2Cl2 | IR (condense) spectrum for base forme of cpd. | NFL Slovenia - RESPONSE PROJECT; GA (JUST/2013/ISEC/DRUGS/AG/6413) | 12.4.2017 | naphthalen-1-yl 1-(5-fluoropentyl)-1H-indazole-3-carboxylate | 5F-SDB-005 | C23H21FN2O2 | 376.43 | Structure has been confirmed by the interpretation MS fragmentation pattern. Purity 98% (as base)
25G-NBOMe_HCl_1604-16_NMIA_IR-C | 25G-NBOMe | hydrochloride | no (0) | NMI Australia | 14-D-17 | condensed phase | extr. CH2Cl2 | IR (condense) spectrum for base forme of cpd. | NFL Slovenia - RESPONSE PROJECT; GA (JUST/2013/ISEC/DRUGS/AG/6413) | 12.4.2017 | [2-(2,5-dimethoxy-3,4-dimethylphenyl)ethyl][(2-methoxyphenyl)methyl]amine | NBOMe-2CG; 2C-G-NBOMe; 2,5-Dimethoxy-N-(2-methoxybenzyl)-3,4-dimethylphenethylamine | C20H27NO3 | 329.44 | Structure has been confirmed by the interpretation MS fragmentation pattern. Purity 97.8% (as HCl)
2-Isovaleryl-1-3-indanedione_1600-16_DrEHR_IR-C | 2-Isovaleryl-1,3-indanedione | base | no (0) | Dr. Ehren. | 50211 | condensed phase | extr. CH2Cl2 | IR (condense) spectrum for base forme of cpd. | NFL Slovenia - RESPONSE PROJECT; GA (JUST/2013/ISEC/DRUGS/AG/6413) | 12.4.2017 | 2-isovalerylindan-1,3-dione | 2-(3-methylbutanoyl)-1H-indene-1,3(2H)-dione; 2-(3-methyl-1-oxobutyl)-1H-indene-1,3(2H)-dione; Valone; Isoval; 2-Isovaleryl-1,3-indanedione; Isovaleryl indandione; 2-Isovaleryl-1,3-indandione | C14H14O3 | 230.26
GTS-21-HCl_1539-16-IR-C | GTS-21 | hydrochloride | no (0) | Test purchase |  | condensed phase | extr. (CH2Cl2+MeOH) | IR (condense) spectrum for base forme of cpd. | NFL Slovenia - RESPONSE PROJECT; GA (JUST/2013/ISEC/DRUGS/AG/6413) | 12.4.2017 | (3E)-3-[(2,4-dimethoxyphenyl)methylidene]-3,4,5,6-tetrahydro-2,3'-bipyridine | 3-(2,4-Dimethoxybenzylidene)anabaseine | C19H20N2O2 | 308.38 | pure by GC-MS, NMR, HPLC-TOF (small additional peak of the same mass)
Carfentanil_1375-16_TRC_IR-C | Carfentanil | base | no (0) | TRC | 7-ZCA-138-1 | condensed phase | extr. CH2Cl2 | IR (condense) spectrum for base forme of cpd. | NFL Slovenia - RESPONSE PROJECT; GA (JUST/2013/ISEC/DRUGS/AG/6413) | 12.4.2017 | methyl 1-(2-phenylethyl)-4-(N-propanoylanilino)piperidine-4-carboxylate | 4-[(1-Oxopropyl)phenylamino]-1-(2-phenylethyl)-4-piperidinecarboxylic Acid Methyl Ester | C24H30N2O3 | 394.52 | Structure has been confirmed by the interpretation MS fragmentation pattern. Purity 98% (as base)
25T-NBOMe_HCl_1623-16_Cay_IR-C | 25T-NBOMe | hydrochloride | no (0) | Cayman Chemicals | 0478259-3 | condensed phase | extr. CH2Cl2 | IR (condense) spectrum for base forme of cpd. | NFL Slovenia - RESPONSE PROJECT; GA (JUST/2013/ISEC/DRUGS/AG/6413) | 12.4.2017 | {2-[2,5-dimethoxy-4-(methylsulfanyl)phenyl]ethyl}[(2-methoxyphenyl)methyl]amine | 2,5-dimethoxy-N-[(2-methoxyphenyl)methyl]-4-(methylthio)-benzeneethanamine; 2C-T-NBOMe; 25T2-NBOMe | C19H25NO3S | 347.47 | Structure has been confirmed by the interpretation MS fragmentation pattern. Purity 98% (as HCl)
30C-NBOMe_HCl_1624-16_Cay_IR-C | 30C-NBOMe | hydrochloride | no (0) | Cayman Chemicals | 0455137-31 | condensed phase | extr. CH2Cl2 | IR (condense) spectrum for base forme of cpd. | NFL Slovenia - RESPONSE PROJECT; GA (JUST/2013/ISEC/DRUGS/AG/6413) | 12.4.2017 | [2-(4-chloro-2,5-dimethoxyphenyl)ethyl][(3,4,5-trimethoxyphenyl)methyl]amine | 2-(4-chloro-2,5-dimethoxyphenyl)-N-(3,4,5-trimethoxybenzyl)ethanamine | C20H26ClNO5 | 395.88 | Structure has been confirmed by the interpretation MS fragmentation pattern. Purity 95% (as HCl)
25H-NBOMe_HCl_1625-16_NMIA_IR-C | 25H-NBOMe | hydrochloride | no (0) | NMI Australia | 13-D-14 | condensed phase | extr. CH2Cl2 | IR (condense) spectrum for base forme of cpd. | NFL Slovenia - RESPONSE PROJECT; GA (JUST/2013/ISEC/DRUGS/AG/6413) | 12.4.2017 | [2-(2,5-dimethoxyphenyl)ethyl][(2-methoxyphenyl)methyl]amine | 2-(2,5-dimethoxyphenyl)-N-(2-methoxybenzyl)ethanamine; 2C-H-NBOMe | C18H23NO3 | 301.39 | Structure has been confirmed by the interpretation MS fragmentation pattern. Purity 99.2% (as HCl)
Acryloyol-F_HCl_1565-16_IR-C | Acryloyl-F | hydrochloride | no (0) | Test purchase |  | condensed phase | extr. CH2Cl2 | IR (condense) spectrum for base forme of cpd. | NFL Slovenia - RESPONSE PROJECT; GA (JUST/2013/ISEC/DRUGS/AG/6413) | 12.4.2017 | N-(1-phenethylpiperidin-4-yl)-N-phenylacrylamide | Acrylfentanyl; Acryloylfentanyl; ACF; 1-phenethyl-4-N-acryloylanilinopiperidine; Acryloyl-F | C22H26N2O | 334.46 | pure by HPLC-TOF, GC-MS, Sample contains some minor impurities according to NMR.
4-AcO-MET-FUMARATE_1266-15_IR-C | 4-AcO-MET | fumarate | no (0) | Test purchase |  | condensed phase | extr. (CH2Cl2+MeOH) | IR (condense) spectrum for base forme of cpd. | NFL Slovenia - RESPONSE PROJECT; GA (JUST/2013/ISEC/DRUGS/AG/6413) | 12.4.2017 | 3-(2-Ethyl(methyl)aminoethyl)-1H-indol-4-yl acetate |  | C15H20N2O2 | 260.34 | pure by HPLC-TOF, trace of fumaric acid by GC; NMR as well as some other minor impurities
4Cl-iBF_HCl_1566-16_IR-C | 4Cl-iBF | hydrochloride | no (0) | Test purchase |  | condensed phase | extr. (CH2Cl2+MeOH) | IR (condense) spectrum for base forme of cpd. | NFL Slovenia - RESPONSE PROJECT; GA (JUST/2013/ISEC/DRUGS/AG/6413) | 12.4.2017 | N-(4-chlorophenyl)-N-(1-phenethylpiperidin-4-yl)isobutyramide | 4-Cl-iBF | C23H29ClN2O | 384.95 | not pure by GC-MS, TOF: few % C19H23ClN2 Mw=314,16 minor impurities by NMR
4F-iBF_1573-16_IR-C | 4F-iBF | base | no (0) | Test purchase |  | condensed phase | extr. (CH2Cl2+MeOH) | IR (condense) spectrum for base forme of cpd. | NFL Slovenia - RESPONSE PROJECT; GA (JUST/2013/ISEC/DRUGS/AG/6413) | 12.4.2017 | N-(4-fluorophenyl)-2-methyl-N-[1-(2-phenylethyl)piperidin-4-yl]propanamide | N-(4-Fluorophenyl)-N-(1-phenethyl-4-piperidinyl)isobutyramide; 4-fluoroisobutrylfentanyl); | C23H29FN2O | 368.5 | pure by HPLC-TOF, GC-MS, NMR
Ro5-4864_1567-16_IR-C | Ro5-4864 | base | no (0) | Test purchase |  | condensed phase | extr. CH2Cl2 | IR (condense) spectrum for base forme of cpd. | NFL Slovenia - RESPONSE PROJECT; GA (JUST/2013/ISEC/DRUGS/AG/6413) | 12.4.2017 | 7-Chloro-5-(4-chlorophenyl)-1-methyl-3H-1,4-benzodiazepin-2-one | 4'-Chlorodiazepam; Ro 5-4864; 4-Chlorodiazepam; RO5-4864; Chlorodiazepam | C16H12Cl2N2O | 319.19 | pure by HPLC-TOF, GC-MS
1-3-Indanedione_1617-16_UltraS_IR-C | 1,3-Indanedione | base | no (0) | UltraS | NT054315 | condensed phase | extr. CH2Cl2 | IR (condense) spectrum for base forme of cpd. | NFL Slovenia - RESPONSE PROJECT; GA (JUST/2013/ISEC/DRUGS/AG/6413) | 12.4.2017 | 2,3-dihydro-1H-indene-1,3-dione | 1,3-Dioxoindan | C9H6O2 | 146.15
Indane_1618-16_UltraS_IR-C | Indane | base | no (0) | UltraS | NT052488 | condensed phase | extr. CH2Cl2 | IR (condense) spectrum for base forme of cpd. | NFL Slovenia - RESPONSE PROJECT; GA (JUST/2013/ISEC/DRUGS/AG/6413) | 12.4.2017 | 2,3-dihydro-1H-indene | INDAN; INDANE; 1,2-hydrindene; hydrindonaphthene; hydrindene | C9H10 | 118.18
3-MPM_HCl_1540-16_IR-C | 3-MPM | hydrochloride | no (0) | Test purchase |  | condensed phase | extr. CH2Cl2 | IR (condense) spectrum for base forme of cpd. | NFL Slovenia - RESPONSE PROJECT; GA (JUST/2013/ISEC/DRUGS/AG/6413) | 12.4.2017 | 3‐methyl‐2‐(3‐methylphenyl)morpholine | 3-Methylphenmetrazine, 3-MPH, 3-methyl-2-(m-tolyl)morpholin | C12H17NO | 191.27 | pure by GC-MS, HPLC-TOF, NMR
Sunifram_1537-16_IR-C | Sunifiram | base | no (0) | Test purchase |  | condensed phase | extr. CH2Cl2 | IR (condense) spectrum for base forme of cpd. | NFL Slovenia - RESPONSE PROJECT; GA (JUST/2013/ISEC/DRUGS/AG/6413) | 12.4.2017 | 1-(4-benzoylpiperazin-1-yl)propan-1-one | DM-235 1-benzoyl-4-propanoylpiperazine | C14H18N2O2 | 246.3 | pure by HPLC-TOF, GC-MS, NMR
5-MAPDI-HCl_1658-16_IR-C | 5-MAPDI | hydrochloride | no (0) | Test purchase |  | condensed phase | extr. CH2Cl2 | IR (condense) spectrum for base forme of cpd. | NFL Slovenia - RESPONSE PROJECT; GA (JUST/2013/ISEC/DRUGS/AG/6413) | 12.4.2017 | [1‐(2,3‐dihydro‐1H‐inden‐5‐yl)propan‐2‐yl](methyl)amine | indanylmethylaminopropane, 1-(2,3-dihydro-1H-inden-5-yl)-N-methylpropan-2-amine, IMA, IMP, Indanylmethylaminopropane , N-Methyl-3,4-trimethyleneamphetamine" | C13H19N | 189.3 | pure by HPLC-TOF, GC-MS, NMR
6-IT_1644-16_Cay_IR-C | 6-IT | base | no (0) | Cayman Chemicals | 0445439 | condensed phase | extr. CH2Cl2 | IR (condense) spectrum for base forme of cpd. | NFL Slovenia - RESPONSE PROJECT; GA (JUST/2013/ISEC/DRUGS/AG/6413) | 12.4.2017 | 1-(1H-indol-6-yl)propan-2-amine | (2-(1H-Indol-6-yl)-1-methylethyl)amine; [2-(1H-Indol-6-yl)-1-methylethyl]amine; 6-Aminopropylindole; alpha-methyl-1H-indole-6-ethanamine | C11H14N2 | 174.25 | Structure has been confirmed by the interpretation MS fragmentation pattern. Purity 98%
FUB-AMB-indole_1657-16_IR-C | FUB-AMB-indole | base | no (0) | Test purchase |  | condensed phase | extr. CH2Cl2 | IR (condense) spectrum for base forme of cpd. | NFL Slovenia - RESPONSE PROJECT; GA (JUST/2013/ISEC/DRUGS/AG/6413) | 12.4.2017 | methyl 2‐({1‐[(4‐fluorophenyl)methyl]‐1H‐indol‐3‐yl}formamido)‐3‐methylbutanoate | FUB-AMB-indole; MMB-FUBICA; (N-[[1-[(4-fluorophenyl)methyl]-1H-indol-3- yl]carbonyl]-L-valine, methyl ester (Cayman- L- isomer defined) | C22H23FN2O3 | 382.43 | inpurity (along GC-MS possibly L-valinate (NIST-LIB)
4-HO-MiP-fumarate_1664-16_IR-C | 4-HO-MiPT | fumarate | no (0) | Test purchase |  | condensed phase | extr. CH2Cl2 | IR (condense) spectrum for base forme of cpd. | NFL Slovenia - RESPONSE PROJECT; GA (JUST/2013/ISEC/DRUGS/AG/6413) | 12.4.2017 | 3-{2-[methyl(propan-2-yl)amino]ethyl}-1H-indol-4-ol | 4-hydroxy-N,N-methylisopropyltryptamine; miprocin; 4-hydroxy-N-methyl-Nisopropyltryptamine | C14H20N2O | 232.33 | fumaric acide by GC-MS in TMS derivatized sample MS fits with published data
Phenibut-HCl_1674-16_IR-C | Phenibut | hydrochloride | no (0) | Test purchase |  | condensed phase | extr. CH2Cl2 | IR (condense) spectrum for base forme of cpd. | seized /Slovenian "Customs" Laboratory | 12.4.2017 | 4-amino-3-phenylbutanoic acid | Fenibut, Phenygam, Phenylgamma, PHG, PhGABA | C10H13NO2 | 179.22 | MS consistent by the published spectra (SWGDRUG, ENFSI MS libraries).
5-AEDB-HCl_1679-16_Cay_IR-C | 5-AEDB | hydrochloride | no (0) | Cayman Chemicals | 0474705 | condensed phase | extr. (CH2Cl2+MeOH) | IR (condense) spectrum for base forme of cpd. | NFL Slovenia - RESPONSE PROJECT; GA (JUST/2013/ISEC/DRUGS/AG/6413) | 12.4.2017 | 2-(2,3-dihydro-1-benzofuran-5-yl)ethan-1-amine | 5-(2-Aminoethyl)-2,3-dihydrobenzofuran | C10H13NO | 163.22 | Structure has been confirmed by the interpretation MS fragmentation pattern. Purity 98%
3-4-Trimethylenepenterone-HCl_1680-16_Cay_IR-C | 3,4-Trimethylenepentedrone | hydrochloride | no (0) | Cayman Chemicals | 0475378 | condensed phase | extr. (CH2Cl2+MeOH) | IR (condense) spectrum for base forme of cpd. | NFL Slovenia - RESPONSE PROJECT; GA (JUST/2013/ISEC/DRUGS/AG/6413) | 12.4.2017 | 1-(2,3-dihydro-1H-inden-5-yl)-2-(methylamino)pentan-1-one | 3',4'-trimethylene-.alpha.-methylamino-Valerophenone; Indanylpentedrone | C15H21NO | 231.34 | Structure has been confirmed by the interpretation MS fragmentation pattern. Purity 98%
3,4-Trimethylene-alpha-PVP-HCl_1683-16_CAY_IR_C | 3,4-Trimethylene-alpha-PVP | hydrochloride | no (0) | Cayman Chemicals | 0474598 | condensed phase | extr. CH2Cl2 | IR (condense) spectrum for base forme of cpd. | NFL Slovenia - RESPONSE PROJECT; GA (JUST/2013/ISEC/DRUGS/AG/6413) | 12.4.2017 | 1-(2,3-dihydro-1H-inden-5-yl)-2-(pyrrolidin-1-yl)pentan-1-one | 3',4'-trimethylene-.alpha.-Pyrrolidinovalerophenone; Indanyl-.alpha.-PVP; 3',4'-trimethylene-.alpha.-PVP; | C18H25NO | 271.4 | Structure has been confirmed by the interpretation MS fragmentation pattern. Purity 95%
TH-PBP-HCl_1684-16_Cay_IR-C | TH-PBP | hydrochloride | no (0) | Cayman Chemicals | 0475150 | condensed phase | extr. CH2Cl2 | IR (condense) spectrum for base forme of cpd. | NFL Slovenia - RESPONSE PROJECT; GA (JUST/2013/ISEC/DRUGS/AG/6413) | 12.4.2017 | 2-(pyrrolidin-1-yl)-1-(5,6,7,8-tetrahydronaphthalen-2-yl)butan-1-one | 3',4'-tetramethylene-alpha-Pyrrolidinobutiophenone | C18H25NO | 271.4 | Structure has been confirmed by the interpretation MS fragmentation pattern. Purity 98%
25C-NB30Me-HCl_1688-16_Cay_IR-C | 25C-NB3OMe | hydrochloride | no (0) | Cayman Chemicals | 0476012 | condensed phase | extr. CH2Cl2 | IR (condense) spectrum for base forme of cpd. | NFL Slovenia - RESPONSE PROJECT; GA (JUST/2013/ISEC/DRUGS/AG/6413) | 12.4.2017 | 2-(4-chloro-2,5-dimethoxyphenyl)ethyl][(3-methoxyphenyl)methyl]amine | N-(3-methoxybenzyl)-2-(4-chloro-2,5-dimethoxyphenyl)ethylamine; 3-Methoxy-25C-NBOMe | C18H22ClNO3 | 335.83 | Structure has been confirmed by the interpretation MS fragmentation pattern. Purity 98%
DOBU_1689-16_Cay_IR-C | DOBU | base | no (0) | Cayman Chemicals | 0471432 | condensed phase | extr. (CH2Cl2+MeOH) | IR (condense) spectrum for base forme of cpd. | NFL Slovenia - RESPONSE PROJECT; GA (JUST/2013/ISEC/DRUGS/AG/6413) | 12.4.2017 | 1-(4-butyl-2,5-dimethoxyphenyl)propan-2-amine | 4-butyl-2,5-dimethoxy-alpha-methyl-benzeneethanamine | C15H25NO2 | 251.37 | Structure has been confirmed by the interpretation MS fragmentation pattern. Purity 98%
DOAM_1690-16_Cay_IR-C | DOAM | base | no (0) | Cayman Chemicals | 0471428 | condensed phase | extr. (CH2Cl2+MeOH) | IR (condense) spectrum for base forme of cpd. | NFL Slovenia - RESPONSE PROJECT; GA (JUST/2013/ISEC/DRUGS/AG/6413) | 12.4.2017 | 1-(2,5-dimethoxy-4-pentylphenyl)propan-2-amine | 2,5-Dimethoxy-4-amylamphetamine; 2,5-Dimethoxy-4-pentylamphetamine | C16H27NO2 | 265.4 | Structure has been confirmed by the interpretation MS fragmentation pattern. Purity 98%
2C-iP_HCl_1691-16_Cay_IR-C | 2C-iP | hydrochloride | no (0) | Cayman Chemicals | 0473124 | condensed phase | extr. (CH2Cl2+MeOH) | IR (condense) spectrum for base forme of cpd. | NFL Slovenia - RESPONSE PROJECT; GA (JUST/2013/ISEC/DRUGS/AG/6413) | 12.4.2017 | 2-[2,5-dimethoxy-4-(propan-2-yl)phenyl]ethan-1-amine | 2-(4-isopropyl-2,5-dimethoxyphenyl)ethan-1-amine | C13H21NO2 | 223.32 | Structure has been confirmed by the interpretation MS fragmentation pattern. Purity 98%
Valerylfentanyl_HCl_1665-16_IR-C | Valerylfentanyl | hydrochloride | no (0) | Test purchase |  | condensed phase | extr. CH2Cl2 | IR (condense) spectrum for base forme of cpd. | NFL Slovenia - RESPONSE PROJECT; GA (JUST/2013/ISEC/DRUGS/AG/6413) | 12.4.2017 | N-phenyl-N-[1-(2-phenylethyl)piperidin-4-yl]pentanamide | Penta-Fentanyl, fentanyl pentanamide analogue, TCE, VF | C24H32N2O | 364.52 | pure by HPLC-TOF, GC-MS MS and FTIR data consistent with data published in EDND database and with the entry RPT: JRC-16010001 of the RESPONSE project "Drugs monographs" database.
CUMYL-4CN-BINACA_1666-16_IR-C | CUMYL-4CN-BINACA | base | no (0) | Test purchase |  | condensed phase | extr. CH2Cl2 | IR (condense) spectrum for base forme of cpd. | NFL Slovenia - RESPONSE PROJECT; GA (JUST/2013/ISEC/DRUGS/AG/6413) | 12.4.2017 | 1-(4-cyanobutyl)-N-(1-methyl-1-phenylethyl)-1H-indazole-3-carboxamide | SGT-78, CUMYL-CYBINACA; Cumyl-CB-PINACA | C22H24N4O | 360.45 | pure by HPLC-TOF, GC-MS MS and IR consistent by published data, see ID RPT: HIFS-001 in the RESPONSE project databas http://www.policija.si/apps/nfl_response_web/seznam.php
3-MeO-PCMMo_HCl_1662-16_IR-C | 3-MeO-PCMMo | hydrochloride | no (0) | Test purchase |  | condensed phase | extr. CH2Cl2 | IR (condense) spectrum for base forme of cpd. | NFL Slovenia - RESPONSE PROJECT; GA (JUST/2013/ISEC/DRUGS/AG/6413) | 12.4.2017 | 4-((1-(3-methoxyphenyl)cyclohexyl)methyl)morpholine |  | C18H27NO2 | 289.4 | pure by HPLC-TOF, GC-MS, NMR-some minor impurities
5-MeO-EPT_HCl_1687-16_Cay_IR-C | 5-MeO-EPT | hydrochloride | no (0) | Cayman Chemicals | 0473235 | condensed phase | extr. (CH2Cl2+MeOH) | IR (condense) spectrum for base forme of cpd. | NFL Slovenia - RESPONSE PROJECT; GA (JUST/2013/ISEC/DRUGS/AG/6413) | 12.4.2017 | ethyl[2-(5-methoxy-1H-indol-3-yl)ethyl]propylamine | 5-Methoxy-EPT; 5-methoxy-N-ethyl-N-Propyltryptamine; N-ethyl-N-(2-(5-methoxy-1H-indol-3-yl)ethyl)propan-1-amine | C16H24N2O | 260.38 | Structure has been confirmed by the interpretation MS fragmentation pattern. Purity 98%
7-MeO-DiPT_HCl_1694-16_Cay_IR-C | 7-MeO-DiPT | hydrochloride | no (0) | Cayman Chemicals | 0473214 | condensed phase | extr. CH2Cl2 | IR (condense) spectrum for base forme of cpd. | NFL Slovenia - RESPONSE PROJECT; GA (JUST/2013/ISEC/DRUGS/AG/6413) | 12.4.2017 | [2-(7-methoxy-1H-indol-3-yl)ethyl]bis(propan-2-yl)amine | 7-methoxy-N,N-Diisopropyltryptamine; 7-MeO DiPT; N-isopropyl-N-(2-(7-methoxy-1H-indol-3-yl)ethyl)propan-2-amine | C17H26N2O | 274.41 | Structure has been confirmed by the interpretation MS fragmentation pattern. Purity 98%
4-MeO-DiPT_HCl_1692-16_Cay_IR-C | 4-MeO-DiPT | hydrochloride | no (0) | Cayman Chemicals | 0473539 | condensed phase | extr. CH2Cl2 | IR (condense) spectrum for base forme of cpd. | NFL Slovenia - RESPONSE PROJECT; GA (JUST/2013/ISEC/DRUGS/AG/6413) | 12.4.2017 | [2-(4-methoxy-1H-indol-3-yl)ethyl]bis(propan-2-yl)amine | 4-MeO DiPT; 4-methoxy-N,N-Diisopropyltryptamine; N-isopropyl-N-(2-(4-methoxy-1H-indol-3-yl)ethyl)propan-2-amine | C17H26N2O | 274.41 | Structure has been confirmed by the interpretation MS fragmentation pattern. Purity 98%
6-MeO-DiPT-HCl_1693-16_Cay_IR-C | 6-MeO-DiPT | hydrochloride | no (0) | Cayman Chemicals | 0474429 | condensed phase | extr. CH2Cl2 | IR (condense) spectrum for base forme of cpd. | NFL Slovenia - RESPONSE PROJECT; GA (JUST/2013/ISEC/DRUGS/AG/6413) | 12.4.2017 | [2-(6-methoxy-1H-indol-3-yl)ethyl]bis(propan-2-yl)amine | 6-methoxy-N,N-Diisopropyltryptamine; 6-Methoxy DiPT; 6-methoxy-N,N-bis(1-methylethyl)-1H-indole-3-ethanamine | C17H26N2O | 274.41 | Structure has been confirmed by the interpretation MS fragmentation pattern. Purity 98%
JWH-308_1654-16_Chi_IR-C | JWH-308 | base | no (0) | Chiron AS | 16949 | condensed phase | extr. CH2Cl2 | IR (condense) spectrum for base forme of cpd. | NFL Slovenia - RESPONSE PROJECT; GA (JUST/2013/ISEC/DRUGS/AG/6413) | 12.4.2017 | 2-(4-fluorophenyl)-4-(naphthalene-1-carbonyl)-1-pentyl-1H-pyrrole | 1-pentyl-3-(1-naphthoyl)-5-(4-fluorophenyl)-pyrrole; (5-(4-fluorophenyl)-1-pentyl-1H-pyrrol-3-yl)(naphthalen-1-yl)methanone | C26H24FNO | 385.48
5F-MDMB-PINACA_1652-16_Chi_IR-C | 5F-MDMB-PINACA | base | no (0) | Chiron AS | 16293 | condensed phase | extr. CH2Cl2 | IR (condense) spectrum for base forme of cpd. | NFL Slovenia - RESPONSE PROJECT; GA (JUST/2013/ISEC/DRUGS/AG/6413) | 12.4.2017 | methyl (2S)-2-{[1-(5-fluoropentyl)-1H-indazol-3-yl]formamido}-3,3-dimethylbutanoate | 5F-ADB, ADB-5F, 5F-methyl-AMB, 5-fluoro-MAMB | C20H28FN3O3 | 377.46
TMA-2_HCl_1651-16_Chi_IR-C | TMA-2 | hydrochloride | no (0) | Chiron AS | 16810 | condensed phase | extr. (CH2Cl2+MeOH) | IR (condense) spectrum for base forme of cpd. | NFL Slovenia - RESPONSE PROJECT; GA (JUST/2013/ISEC/DRUGS/AG/6413) | 12.4.2017 | 1-(2,4,5-trimethoxyphenyl)propan-2-amine | CHEMBL8389 | C12H19NO3 | 225.29 | Structure has been confirmed by the interpretation MS fragmentation pattern. Purity 99.5%
25B-NBOMe_HCl_Chi_1649-16_IR-C | 25B-NBOMe | hydrochloride | no (0) | Chiron AS | 16558 | condensed phase | extr. CH2Cl2 | IR (condense) spectrum for base forme of cpd. | NFL Slovenia - RESPONSE PROJECT; GA (JUST/2013/ISEC/DRUGS/AG/6413) | 12.4.2017 | [2-(4-bromo-2,5-dimethoxyphenyl)ethyl][(2-methoxyphenyl)methyl]amine | NBOMe-2C-B, Cimbi-36, Nova, BOM 2-CB, 2C-B-NBOMe | C18H22BrNO3 | 380.28 | Structure has been confirmed by the interpretation MS fragmentation pattern. Purity 99.5%
2C-B-fly_HCl_1647-16_Chi_IR-C | 2C-B-fly | hydrochloride | no (0) | Chiron AS | 17010 | condensed phase | extr. (CH2Cl2+MeOH) | IR (condense) spectrum for base forme of cpd. | NFL Slovenia - RESPONSE PROJECT; GA (JUST/2013/ISEC/DRUGS/AG/6413) | 12.4.2017 | 2-{8-bromo-4,10-dioxatricyclo[7.3.0.03,7]dodeca-1,3(7),8-trien-2-yl}ethan-1-amine | 2C-bromo-fly | C12H14BrNO2 | 284.15 | Structure has been confirmed by the interpretation MS fragmentation pattern. Purity 98%
Tiletamine_HCl_1645-16_USP_IR-C | Tiletamine | hydrochloride | no (0) | UPS | F0C019 | condensed phase | extr. (CH2Cl2+MeOH) | IR (condense) spectrum for base forme of cpd. | NFL Slovenia - RESPONSE PROJECT; GA (JUST/2013/ISEC/DRUGS/AG/6413) | 12.4.2017 | 2-(ethylamino)-2-(thiophen-2-yl)cyclohexan-1-one |  | C12H12NOS | 223.33 | Structure has been confirmed by the interpretation MS fragmentation pattern. Purity 100%
JWH-369_1653-16_Chi_IR-C | JWH-369 | base | no (0) | Chiron AS | 16947 | condensed phase | extr. CH2Cl2 | IR (condense) spectrum for base forme of cpd. | NFL Slovenia - RESPONSE PROJECT; GA (JUST/2013/ISEC/DRUGS/AG/6413) | 12.4.2017 | 2-(2-chlorophenyl)-4-(naphthalene-1-carbonyl)-1-pentyl-1H-pyrrole | [5-(2-chlorophenyl)-1-pentyl-1H-pyrrol-3-yl]-1-naphthalenyl-methanone | C26H24ClNO | 401.93
25N-NBOMe_HCl_1621-16_Cay_IR-C | 25N-NBOMe | hydrochloride | no (0) | Cayman Chemicals | 0454599 | condensed phase | extr. CH2Cl2 | IR (condense) spectrum for base forme of cpd. | NFL Slovenia - RESPONSE PROJECT; GA (JUST/2013/ISEC/DRUGS/AG/6413) | 12.4.2017 | 2-(2,5-Dimethoxy-4-nitrophenyl)-N-(2-methoxybenzyl)ethanamine | 2C-N-NBOMe, NBOMe-2C-N | C18H22N2O5 | 346.38 | Structure has been confirmed by the interpretation MS fragmentation pattern. Purity 98%
4-Aco-DMT_fumarate_1667-16_IR-C | 4-Aco-DMT | fumarate | no (0) | Test purchase |  | condensed phase | extr. (CH2Cl2+MeOH) | IR (condense) spectrum for base forme of cpd. | NFL Slovenia - RESPONSE PROJECT; GA (JUST/2013/ISEC/DRUGS/AG/6413) | 12.4.2017 | 3-[2-(Dimethylamino)ethyl]-1H-indol-4-yl acetate | 4-acetoxy-N,N-dimethyltryptamine, O-Acetylpsilocin, Psilacetin, 4-Acetoxy-DMT | C14H18N2O2 | 246.31 | pure by HPLC-TOF, GC-MS MS in agreement with SWGDRUG and CAYMAN lib, IR in good GOOD agreement with the one published in EDND.
Coluracetam_1677-16_IR-C | Coluracetam | base | no (0) | Test purchase |  | condensed phase | extr. CH2Cl2 | IR (condense) spectrum for base forme of cpd. | NFL Slovenia - RESPONSE PROJECT; GA (JUST/2013/ISEC/DRUGS/AG/6413) | 12.4.2017 | N-{2,3-dimethyl-5H,6H,7H,8H-furo[2,3-b]quinolin-4-yl}-2-(2-oxopyrrolidin-1-yl)acetamide | BCI-540, MKC-231 | C19H23N3O3 | 341.4 | MS spectrum consistent by ENFSI2016.L and SWGDRUG.L
Methoxyacetyl-F_HCl_1733-16_IR-C | Methoxyacetyl-F | hydrochloride | no (0) | Test purchase |  | condensed phase | extr. CH2Cl2 | IR (condense) spectrum for base forme of cpd. | NFL Slovenia - RESPONSE PROJECT; GA (JUST/2013/ISEC/DRUGS/AG/6413) | 12.4.2017 | 2-methoxy-N-phenyl-N-[1-(2-phenylethyl)piperidin-4-yl]acetamide | Methoxy-AcF, Methoxyacetyl fentanyl | C22H28N2O2 | 352.48 | pure by HPLC-TOF, some minor impurities by NMR,GC-MS ans GCMS-IR (possibly partial thermal degradation)
4-Me-TMP_HCl_1669-16_IR-C | 4-Me-TMP | hydrochloride | no (0) | Test purchase |  | condensed phase | extr. (CH2Cl2+MeOH) | IR (condense) spectrum for base forme of cpd. | NFL Slovenia - RESPONSE PROJECT; GA (JUST/2013/ISEC/DRUGS/AG/6413) | 12.4.2017 | methyl-2-(4-methylphenyl)-2-(piperidin-2-yl)acetate | methyl 2-(2-piperidyl)-2-(p-tolyl)acetate, threo-4-Methylmethylphenidate, 4-Methylmethylphenidate, 4MeTMP | C15H21NO2 | 247.34 | sample contains some impurities (benzeneacetic acid + others) along previously published data in EMCDDA EDND databas
Dibutylone_HCl_1395-15_IR-C | Dibutylone | hydrochloride | no (0) | Test purchase |  | condensed phase | extr. (CH2Cl2+MeOH) | IR (condense) spectrum for base forme of cpd. | NFL Slovenia - RESPONSE PROJECT; GA (JUST/2013/ISEC/DRUGS/AG/6413) | 12.4.2017 | 1-(2H-1,3-benzodioxol-5-yl)-2-(dimethylamino)butan-1-one | methylbutylone, m-butylone, N-methylbutylone, butylone ME, bk-dMBDB | C13H17NO3 | 235.28 | pure by GC, HPLC-TOF Ms consistant with publish data, IR-condensed match with the one from Cathinones lib. (DisovIR).
alpha-PHiP_HCl_1723-16_IR-C | alpha-PHiP | hydrochloride | no (0) | Test purchase |  | condensed phase | extr. CH2Cl2 | IR (condense) spectrum for base forme of cpd. | NFL Slovenia - RESPONSE PROJECT; GA (JUST/2013/ISEC/DRUGS/AG/6413) | 12.4.2017 | 4-methyl-1-phenyl-2-(pyrrolidin-1-yl)pentan-1-one | α-PHiP | C16H23NO | 245.37 | pure by GC-MS, HPLC-TOF, some minor impurities by NMR
U-49900 HCl_1734-16_IR-C | U-49900 | hydrochloride | no (0) | Test purchase |  | condensed phase | extr. CH2Cl2 | IR (condense) spectrum for base forme of cpd. | NFL Slovenia - RESPONSE PROJECT; GA (JUST/2013/ISEC/DRUGS/AG/6413) | 12.4.2017 | 3,4-dichloro-N-[2-(diethylamino)cyclohexyl]-N-methylbenzamide |  | C18H26Cl2N2O | 357.32 | pure by GC-MS, HPLC-TOF, NMR
DPT_HCl_1663-16_IR-C | DPT | hydrochloride | no (0) | Test purchase |  | condensed phase | extr. CH2Cl2 | IR (condense) spectrum for base forme of cpd. | NFL Slovenia - RESPONSE PROJECT; GA (JUST/2013/ISEC/DRUGS/AG/6413) | 12.4.2017 | [2-(1H-indol-3-yl)ethyl]dipropylamine | N-[2-(1H-indol-3-yl)]ethyl-N-propylpropan-1-amine | C16H24N2 | 244.38 | pure by HPLC-TOF, GC-MS MS spectrum corresponds to DPT spectra in ENFSI, Cayman and SWGDRUG MS libs and IR to DPT spectrum FDMADrug IR library
alpha-PVT_HCl_1726-16_IR-C | alpha-PVT | hydrochloride | no (0) | Test purchase |  | condensed phase | extr. (CH2Cl2+MeOH) | IR (condense) spectrum for base forme of cpd. | NFL Slovenia - RESPONSE PROJECT; GA (JUST/2013/ISEC/DRUGS/AG/6413) | 12.4.2017 | 2-(pyrrolidin-1-yl)-1-(thiophen-2-yl)pentan-1-one | α-Pyrrolidinopentiothiophenone | C13H19NOS | 237.36 | minor impurities by GC-MS
RTI-111_HCl_1722-16_IR-C | RTI-111 HCl | hydrochloride | no (0) | Test purchase |  | condensed phase | extr. CH2Cl2 | IR (condense) spectrum for base forme of cpd. | NFL Slovenia - RESPONSE PROJECT; GA (JUST/2013/ISEC/DRUGS/AG/6413) | 12.4.2017 | methyl 3-(3,4-dichlorophenyl)-8-methyl-8-azabicyclo[3.2.1]octane-2-carboxylate | Dichloropropane, 2β-Carbomethoxy-3β-(3,4-dichlorophenyl)tropane, O-401 | C16H19Cl2NO2 | 328.23 | minor impurities by GC-MS, pure HPLC-TOF and NMR
Proscaline HCl_1731-16_IR-C | Proscaline | hydrochloride | no (0) | Test purchase |  | condensed phase | extr. CH2Cl2 | IR (condense) spectrum for base forme of cpd. | NFL Slovenia - RESPONSE PROJECT; GA (JUST/2013/ISEC/DRUGS/AG/6413) | 12.4.2017 | 2-(3,5-dimethoxy-4-propoxyphenyl)ethan-1-amine | 2-(3,5-dimethoxy-4-propoxyphenyl)ethanamine, 4-propoxy-3,5-DMPEA | C13H21NO3 | 239.32 | minor impurities by GC-MS, NMR
UWA-101-HCl_1699-16_CAY_IR-C | UWA-101 | hydrochloride | no (0) | Cayman Chemicals | 0470399-7 | condensed phase | extr. CH2Cl2 | IR (condense) spectrum for base forme of cpd. | NFL Slovenia - RESPONSE PROJECT; GA (JUST/2013/ISEC/DRUGS/AG/6413) | 12.4.2017 | [2-(2H-1,3-benzodioxol-5-yl)-1-cyclopropylethyl](methyl)amine | α-cyclopropyl-MDMA | C13H17NO2 | 219.28 | Structure has been confirmed by the interpretation MS fragmentation pattern. Purity 98%
2-Fluorofentanyl-HCl_1701-16_CAY_IR-C | 2-Fluorofentanyl | hydrochloride | no (0) | Cayman Chemicals | 0481791-8 | condensed phase | extr. CH2Cl2 | IR (condense) spectrum for base forme of cpd. | NFL Slovenia - RESPONSE PROJECT; GA (JUST/2013/ISEC/DRUGS/AG/6413) | 12.4.2017 | N-(2-fluorophenyl)-N-[1-(2-phenylethyl)piperidin-4-yl]propanamide | ortho-Fluorofentanyl; 2-FF; o-FF | C22H27FN2O | 354.47 | Structure has been confirmed by the interpretation MS fragmentation pattern. Purity 98%
3F-AMB_1702-16_Cay_IR-C | 3F-AMB | base | no (0) | Cayman Chemicals | 0481555-5 | condensed phase | extr. CH2Cl2 | IR (condense) spectrum for base forme of cpd. | NFL Slovenia - RESPONSE PROJECT; GA (JUST/2013/ISEC/DRUGS/AG/6413) | 12.4.2017 | methyl (2S)-2-{[1-(3-fluoropentyl)-1H-indazol-3-yl]formamido}-3-methylbutanoate | methyl (1-(3-fluoropentyl)-1H-indazole-3-carbonyl)-L-valinate 3-fluoro AMP | C19H26FN3O3 | 363.43 | Structure has been confirmed by the interpretation MS fragmentation pattern. Purity 98%
W-19-HCl_1703-16_CAY_IR-C | W-19 | hydrochloride | no (0) | Cayman Chemicals | 048229-7 | condensed phase | extr. CH2Cl2 | IR (condense) spectrum for base forme of cpd. | NFL Slovenia - RESPONSE PROJECT; GA (JUST/2013/ISEC/DRUGS/AG/6413) | 12.4.2017 | N-[(2Z)-1-[2-(4-aminophenyl)ethyl]piperidin-2-ylidene]-4-chlorobenzene-1-sulfonamide | W-18 metabolite | C19H22ClN3O2S | 391.91 | Structure has been confirmed by the interpretation MS fragmentation pattern. Purity 98%
iPRONE-HCl_1704-16_CAY_IR-C | iPRONE | hydrochloride | no (0) | Cayman Chemicals | 0481106-5 | condensed phase | extr. (CH2Cl2+MeOH) | IR (condense) spectrum for base forme of cpd. | NFL Slovenia - RESPONSE PROJECT; GA (JUST/2013/ISEC/DRUGS/AG/6413) | 12.4.2017 | 1-(2H-1,3-benzodioxol-5-yl)-2-[(propan-2-yl)amino]propan-1-one | 3',4'-Methylenedioxy-N-isopropylaminocathinone; 1-(1,3-Benzodioxol-5-yl)-2-(propan-2-ylamino)propan-1-one | C13H17NO3 | 235.28 | Structure has been confirmed by the interpretation MS fragmentation pattern. Purity 98%
AH-8529_1706-16_CAY_IR-C | AH-8529 | base | no (0) | Cayman Chemicals | 0483132-6 | condensed phase | extr. CH2Cl2 | IR (condense) spectrum for base forme of cpd. | NFL Slovenia - RESPONSE PROJECT; GA (JUST/2013/ISEC/DRUGS/AG/6413) | 12.4.2017 | 4-chloro-N-{[1-(dimethylamino)cyclohexyl]methyl}benzamide |  | C16H23ClN2O | 294.82 | Structure has been confirmed by the interpretation MS fragmentation pattern. Purity 98%
AH-8533_1707-16_CAY_IR-C | AH-8533 | base | no (0) | Cayman Chemicals | 0483255-6 | condensed phase | extr. CH2Cl2 | IR (condense) spectrum for base forme of cpd. | NFL Slovenia - RESPONSE PROJECT; GA (JUST/2013/ISEC/DRUGS/AG/6413) | 12.4.2017 | 2-chloro-N-{[1-(dimethylamino)cyclohexyl]methyl}benzamide |  | C16H23ClN2O | 294.82 | Structure has been confirmed by the interpretation MS fragmentation pattern. Purity 98%
4-Chloropentedrone-HCl_1708-16_CAY_IR-C | 4-Chloropentedrone | hydrochloride | no (0) | Cayman Chemicals | 0482915-6 | condensed phase | extr. (CH2Cl2+MeOH) | IR (condense) spectrum for base forme of cpd. | NFL Slovenia - RESPONSE PROJECT; GA (JUST/2013/ISEC/DRUGS/AG/6413) | 12.4.2017 | 1-(4-chlorophenyl)-2-(methylamino)pentan-1-one | 4-CPD; 4-chloro-α-methylamino-Pentiophenone; 4-chloro-α-methylamino-Valerophenone | C12H16ClNO | 225.72 | Structure has been confirmed by the interpretation MS fragmentation pattern. Purity 98%
Deschloro-W-19_HCl_1709-16_CAY_IR-C | Deschloro-W-19 | hydrochloride | no (0) | Cayman Chemicals | 0482921-3 | condensed phase | extr. (CH2Cl2+MeOH) | IR (condense) spectrum for base forme of cpd. | NFL Slovenia - RESPONSE PROJECT; GA (JUST/2013/ISEC/DRUGS/AG/6413) | 12.4.2017 | N-[(2Z)-1-[2-(4-aminophenyl)ethyl]piperidin-2-ylidene]benzenesulfonamide | (Z)-N-(1-(4-aminophenethyl)piperidin-2-ylidene)benzenesulfonamide | C19H23N3O2S | 357.47 | Structure has been confirmed by the interpretation MS fragmentation pattern. Purity 98%
25H-NB4OMe-HCl_1711-16_CAY-IR-C | 25H-NB4OMe | hydrochloride | no (0) | Cayman Chemicals | 0482385-4 | condensed phase | extr. (CH2Cl2+MeOH) | IR (condense) spectrum for base forme of cpd. | NFL Slovenia - RESPONSE PROJECT; GA (JUST/2013/ISEC/DRUGS/AG/6413) | 12.4.2017 | [2-(2,5-dimethoxyphenyl)ethyl][(4-methoxyphenyl)methyl]amine | 25H-NBOMe 4-methoxy isomer | C18H23NO3 | 301.39 | Structure has been confirmed by the interpretation MS fragmentation pattern. Purity 98%
5-Bromo-THJ-018_1712-16_CAY_IR-C | 5-Bromo-THJ-018 | base | no (0) | Cayman Chemicals | 0476406-8 | condensed phase | extr. (CH2Cl2+MeOH) | IR (condense) spectrum for base forme of cpd. | NFL Slovenia - RESPONSE PROJECT; GA (JUST/2013/ISEC/DRUGS/AG/6413) | 12.4.2017 | 1-(5-bromopentyl)-3-(naphthalene-1-carbonyl)-1H-indazole | 5-bromopentyl JWH 018 indazole analog; THJ 018 bromo analog | C23H21BrN2O | 421.34 | Structure has been confirmed by the interpretation MS fragmentation pattern. Purity 98%
4-Methyl-PV8-HCl_1714-16_CAY_IR-C | 4-Methyl-PV8 | hydrochloride | no (0) | Cayman Chemicals | 0470474-9 | condensed phase | extr. CH2Cl2 | IR (condense) spectrum for base forme of cpd. | NFL Slovenia - RESPONSE PROJECT; GA (JUST/2013/ISEC/DRUGS/AG/6413) | 12.4.2017 | 1-(4-methylphenyl)-2-(pyrrolidin-1-yl)heptan-1-one | p-methyl-PV8; para-methyl-PV8: PV8 4-methyl analog | C18H27NO | 273.42 | Structure has been confirmed by the interpretation MS fragmentation pattern. Purity 98%
3,4-Methylenedioxy-PV9-HCl_1716-16_CAY_IR-C | 3,4-Methylenedioxy-PV9 | hydrochloride | no (0) | Cayman Chemicals | 0470633-12 | condensed phase | extr. CH2Cl2 | IR (condense) spectrum for base forme of cpd. | NFL Slovenia - RESPONSE PROJECT; GA (JUST/2013/ISEC/DRUGS/AG/6413) | 12.4.2017 | 1-(2H-1,3-benzodioxol-5-yl)-2-(pyrrolidin-1-yl)octan-1-one | MDPV three carbon homolog; Methylenedioxy-Pyrovalerone three carbon homolog | C19H27NO3 | 317.43 | Structure has been confirmed by the interpretation MS fragmentation pattern. Purity 98%
MMDA-2-HCl_1717-16_CAY_IR-C | MMDA-2 | hydrochloride | no (0) | Cayman Chemicals | 0473468-11 | condensed phase | extr. (CH2Cl2+MeOH) | IR (condense) spectrum for base forme of cpd. | NFL Slovenia - RESPONSE PROJECT; GA (JUST/2013/ISEC/DRUGS/AG/6413) | 12.4.2017 | 1-(6-methoxy-2H-1,3-benzodioxol-5-yl)propan-2-amine | 2-methoxy-4,5-methylenedioxyamphetamine | C11H15NO3 | 209.25 | Structure has been confirmed by the interpretation MS fragmentation pattern. Purity 95%
3-Fluorofentanyl-HCl_1751-16_CAY_IR-C | 3-Fluorofentanyl | hydrochloride | no (0) | Cayman Chemicals | 0481790-12 | condensed phase | extr. (CH2Cl2+MeOH) | IR (condense) spectrum for base forme of cpd. | NFL Slovenia - RESPONSE PROJECT; GA (JUST/2013/ISEC/DRUGS/AG/6413) | 12.4.2017 | N-(3-fluorophenyl)-N-[1-(2-phenylethyl)piperidin-4-yl]propanamide | 3-FF; m-FF; meta-Fluorofentanyl | C22H27FN2O | 354.47 | Structure has been confirmed by the interpretation MS fragmentation pattern. Purity 98%
5-Methoxymethylone-HCl_1752-16_CAY_IR-C | 5-Methoxymethylone HCl | hydrochloride | no (0) | Cayman Chemicals | 0466680-16 | condensed phase | extr. (CH2Cl2+MeOH) |  | NFL Slovenia - RESPONSE PROJECT; GA (JUST/2013/ISEC/DRUGS/AG/6413) | 12.4.2017 | 1-(7-methoxy-2H-1,3-benzodioxol-5-yl)-2-(methylamino)propan-1-one | 2-A1MP ßk-MMDMA | C12H15NO4 | 237.26 | Structure has been confirmed by the interpretation MS fragmentation pattern. Purity 98%
THF-F-HCl_1659-16_IR-C | THF-F | hydrochloride | no (0) | Test purchase |  | condensed phase | extr. CH2Cl2 | IR (condense) spectrum for base forme of cpd. | NFL Slovenia - RESPONSE PROJECT; GA (JUST/2013/ISEC/DRUGS/AG/6413) | 12.4.2017 | N-phenyl-N-[1-(2-phenylethyl)piperidin-4-yl]oxolane-2-carboxamide | TETRAHYDROFURAN-F; THF-F; THF-fentanyl; Tetrahydrofuranylfentanyl | C24H30N2O2 | 378.52 | Sample is not pure by GC-MS, and TOF ( impurity 4-Aminophenyl-1-phenethylpiperidine)
Methene-U-47700-HCl_1729-16_IR-C | Methene-U-47700 | hydrochloride | no (0) | Test purchase |  | condensed phase | extr. CH2Cl2 | IR (condense) spectrum for base forme of cpd. | NFL Slovenia - RESPONSE PROJECT; GA (JUST/2013/ISEC/DRUGS/AG/6413) | 12.4.2017 | 2-(3,4-dichlorophenyl)-N-(2-(dimethylamino)cyclohexyl)-N-methylacetamide | METHENE-U-47700 | C17H24Cl2N2O | 343.29 | Sample is not pure by GC-MS, TOF, and NMR.
NDTDI-succinate_1737-16_IR-C | NDTDI | succinate | no (0) | Test purchase |  | condensed phase | extr. (CH2Cl2+MeOH) | IR (condense) spectrum for base forme of cpd. | NFL Slovenia - RESPONSE PROJECT; GA (JUST/2013/ISEC/DRUGS/AG/6413) | 12.4.2017 | 3-({2-azatricyclo[6.3.1.0⁴,¹²]dodeca-1(11),3,8(12),9-tetraen-6-yl}(methyl)amino)-N,Ndiethylpropanamide | N,N-diethyl-3-(methyl(1,3,4,5-tetrahydrobenzo[cd]indol-4-yl)amino)propanamide | C19H27N3O | 313.45 | Sample is not pure by GC-MS . According to the NMR: it contains amount of succinic acid (approximate molar ratio of the title compound : succinic acid =1:1), and other impurities
Etizolam_1747-16_IR-C | Etizolam | base | no (0) | Test purchase |  | condensed phase | extr. (CH2Cl2+MeOH) | IR (condense) spectrum for base forme of cpd. | NFL Slovenia - RESPONSE PROJECT; GA (JUST/2013/ISEC/DRUGS/AG/6413) | 12.4.2017 | 7-(2-chlorophenyl)-4-ethyl-13-methyl-3-thia-1,8,11,12-tetraazatricyclo[8.3.0.02,6]trideca-2(6),4,7,10,12-pentaene |  | C17H15ClN4S | 342.85 | pure by GC-MS, HPLC-TO
Dimethylone HCl_1748-16_IR-C | Dimethylone | hydrochloride | no (0) | Test purchase |  | condensed phase | extr. (CH2Cl2+MeOH) | IR (condense) spectrum for base forme of cpd. | NFL Slovenia - RESPONSE PROJECT; GA (JUST/2013/ISEC/DRUGS/AG/6413) | 12.4.2017 | 1-(2H-1,3-benzodioxol-5-yl)-2-(dimethylamino)propan-1-one | bk-MDDMA | C12H15NO3 | 221.26 | impurity observed by GC-MS, pure by HPLC TOF
Ru-28306-HCl_1755-17_IR-C | Ru-28306 HCl | hydrochloride | no (0) | Test purchase |  | condensed phase | extr. CH2Cl2 | IR (condense) spectrum for base forme of cpd. | NFL Slovenia - RESPONSE PROJECT; GA (JUST/2013/ISEC/DRUGS/AG/6413) | 12.4.2017 | N,N-dimethyl-2-azatricyclo[6.3.1.0⁴,¹²]dodeca-1(12),3,8,10-tetraen-6-amine | N,N-dimethyl-1,3,4,5-tetrahydrobenzo[cd]indol-4-amine | C13H16N2 | 200.29 | pure by GC-MS, HPLC-TOF, some minor impurities by NMR
AH-7959_1756-17_CAY_IR-C | AH-7959 | base | no (0) | Cayman Chemicals | 0491221-1 | condensed phase | extr. CH2Cl2 | IR (condense) spectrum for base forme of cpd. | NFL Slovenia - RESPONSE PROJECT; GA (JUST/2013/ISEC/DRUGS/AG/6413) | 12.4.2017 | 3,4-dichloro-N-{[1-(piperidin-1-yl)cyclohexyl]methyl}benzamide |  | C19H26Cl2N2O | 369.33 | Structure has been confirmed by the interpretation MS fragmentation pattern. Purity 98%
5-fluoro-APINAC_1757-17_CAY_IR-C | 5-fluoro-APINAC | base | no (0) | Cayman Chemicals | 0491711-2 | condensed phase | extr. CH2Cl2 | IR (condense) spectrum for base forme of cpd. | NFL Slovenia - RESPONSE PROJECT; GA (JUST/2013/ISEC/DRUGS/AG/6413) | 12.4.2017 | adamantan-1-yl 1-(5-fluoropentyl)-1H-indazole-3-carboxylate | 5F-AKB-57, 5-fluoro AKB57, (3s,5s,7s)-adamantan-1-yl 1-(5-fluoropentyl)-1H-indazole-3-carboxylate; | C23H29FN2O2 | 384.5 | Structure has been confirmed by the interpretation MS fragmentation pattern. Purity 98%
4-Anilinopiperidine-HCl_1758-17_CAY_IR-C | 4-Anilinopiperidine | hydrochloride | no (0) | Cayman Chemicals | 0490779-1 | condensed phase | extr. (CH2Cl2+MeOH) | IR (condense) spectrum for base forme of cpd. | NFL Slovenia - RESPONSE PROJECT; GA (JUST/2013/ISEC/DRUGS/AG/6413) | 12.4.2017 | N-phenylpiperidin-4-amine |  | C11H16N2 | 176.26 | Structure has been confirmed by the interpretation MS fragmentation pattern. Purity 98%
4-Anilino-1-benzylpiperidine_1759-17_CAY_IR-C | 4-Anilino-1-benzylpiperidine | base | no (0) | Cayman Chemicals | 0490887-1 | condensed phase | extr. (CH2Cl2+MeOH) | IR (condense) spectrum for base forme of cpd. | NFL Slovenia - RESPONSE PROJECT; GA (JUST/2013/ISEC/DRUGS/AG/6413) | 12.4.2017 | 1-benzyl-N-phenylpiperidin-4-amine | NSC 76613, N-phenyl-1-(phenylmethyl)-4-piperidinamine | C18H22N2 | 266.39 | Structure has been confirmed by the interpretation MS fragmentation pattern. Purity 98%
NM-2201_1776-17_IR-C | NM-2201 | base | no (0) | Test purchase |  | condensed phase | extr. CH2Cl2 | IR (condense) spectrum for base forme of cpd. | NFL Slovenia - RESPONSE PROJECT; GA (JUST/2013/ISEC/DRUGS/AG/6413) | 12.4.2017 | naphthalen-1-yl 1-(5-fluoropentyl)-1H-indole-3-carboxylate | CBL-2201, 5-Fluoro-SDB-005 Indole | C24H22FNO2 | 375.44 | Sample is pure by GC-MS, TOF MS consistent by spectra published in SWGDRUG.L, ENFSI 15.L, DD2016.L and Cayman.L; FTIR ATR spectrum in line with the published SWGDURG library (correlation > 0.997)
5-fluoro-3-5-ADB-PFUPPYCA_1765-17_CAY_IR-C | 5-fluoro-3-5-ADB-PFUPPYCA | base | no (0) | Cayman Chemicals | 0474365-5 | condensed phase | extr. CH2Cl2 | IR (condense) spectrum for base forme of cpd. | NFL Slovenia - RESPONSE PROJECT; GA (JUST/2013/ISEC/DRUGS/AG/6413) | 12.4.2017 | 2-{[1-(5-fluoropentyl)-3-(4-fluorophenyl)-1H-pyrazol-5-yl]formamido}-3,3-dimethylbutanamide | ADB-FUPYCA; 3,5-5-fluoro ADB-FUPPYCA; AZ-037 | C21H28F2N4O2 | 406.48 | Structure has been confirmed by the interpretation MS fragmentation pattern. Purity 98%
5Cl-THJ-018_1774-17_CAY_IR-C | 5Cl-THJ-018 | base | no (0) | Cayman Chemicals | 0487612-5 | condensed phase | extr. CH2Cl2 | liquid - transpaternt (in acetonitrile); direct measurement IR (condense) spectrum for base forme of cpd. | NFL Slovenia - RESPONSE PROJECT; GA (JUST/2013/ISEC/DRUGS/AG/6413) | 12.4.2017 | 1-(5-chloropentyl)-3-(naphthalene-1-carbonyl)-1H-indazole | 5-chloropentyl JWH 018 indazole analog; THJ 018 chloro analog; (1-(5-chloropentyl)-1H-indazol-3-yl)(naphthalen-1-yl)methanone | C23H21ClN2O | 376.88 | purity 98%; 10mg/ml ACN solution
2F-NNEI_1772-17_CAY_IR-C | 2F-NNEI | base | no (0) | Cayman Chemicals | 0481557-6 | condensed phase | extr. CH2Cl2 | IR (condense) spectrum for base forme of cpd. | NFL Slovenia - RESPONSE PROJECT; GA (JUST/2013/ISEC/DRUGS/AG/6413) | 12.4.2017 | 1-(2-fluoropentyl)-N-(naphthalen-1-yl)-1H-indole-3-carboxamide | 2-fluoro MN-25; 2-fluoro NNEI | C24H23FN2O | 374.46 | Structure has been confirmed by the interpretation MS fragmentation pattern. Purity 98%
4F-NNEI_1771-17_CAY_IR-C | 4F-NNEI | base | no (0) | Cayman Chemicals | 04815598 | condensed phase | extr. CH2Cl2 | IR (condense) spectrum for base forme of cpd. | NFL Slovenia - RESPONSE PROJECT; GA (JUST/2013/ISEC/DRUGS/AG/6413) | 12.4.2017 | 1-(4-fluoropentyl)-N-(naphthalen-1-yl)-1H-indole-3-carboxamide | 4-fluoro MN-24; 4-fluoro NNEI | C24H23FN2O | 374.46 | Structure has been confirmed by the interpretation MS fragmentation pattern. Purity 98%
5F-Bepirapim_HCl_1770-17_Cay_IR-C | 5F-BEPIRAPIM | hydrochloride | no (0) | Cayman Chemicals | 0487472-8 | condensed phase | extr. CH2Cl2 | IR (condense) spectrum for base forme of cpd. | NFL Slovenia - RESPONSE PROJECT; GA (JUST/2013/ISEC/DRUGS/AG/6413) | 12.4.2017 | 3-(4-benzylpiperazine-1-carbonyl)-1-(5-fluoropentyl)-1H-indole | BZP-2201, NNL-2;(4-benzylpiperazin-1-yl)(1-(5-fluoropentyl)-1H-indol-3-yl)methanone | C25H30FN3O | 407.53 | Structure has been confirmed by the interpretation MS fragmentation pattern. Purity 98%
AB-BICA_1769-17_CAY_IR-C | AB-BICA | base | no (0) | Cayman Chemicals | 0480276-10 | condensed phase | extr. CH2Cl2+MeOH | IR (condense) spectrum for base forme of cpd. | NFL Slovenia - RESPONSE PROJECT; GA (JUST/2013/ISEC/DRUGS/AG/6413) | 12.4.2017 | (2S)-2-[(1-benzyl-1H-indol-3-yl)formamido]-3-methylbutanamide | N-[(1S)-1-(aminocarbonyl)-2-methylpropyl]-1-(phenylmethyl)-1H-indole-3-carboxamide | C21H23N3O2 | 349.43 | Structure has been confirmed by the interpretation MS fragmentation pattern. Purity 98%
ADB-BICA_1768-17_CAY_IR-C | ADB-BICA | base | no (0) | Cayman Chemicals | 0487299-8 | condensed phase | extr. CH2Cl2 | IR (condense) spectrum for base forme of cpd. | NFL Slovenia - RESPONSE PROJECT; GA (JUST/2013/ISEC/DRUGS/AG/6413) | 12.4.2017 | 2-[(1-benzyl-1H-indol-3-yl)formamido]-3,3-dimethylbutanamide | N-(1-amino-3,3-dimethyl-1-oxobutan-2-yl)-1-benzyl-1H-indole-3-carboxamide | C22H25N3O2 | 363.46 | Structure has been confirmed by the interpretation MS fragmentation pattern. Purity 98%
ADB-BINACA_1767-17_CAY_IR-C | ADB-BINACA | base | no (0) | Cayman Chemicals | 0481751-9 | condensed phase | extr. CH2Cl2 | IR (condense) spectrum for base forme of cpd. | NFL Slovenia - RESPONSE PROJECT; GA (JUST/2013/ISEC/DRUGS/AG/6413) | 12.4.2017 | 2-[(1-benzyl-1H-indazol-3-yl)formamido]-3,3-dimethylbutanamide | N-(1-amino-3,3-dimethyl-1-oxobutan-2-yl)-1-benzyl-1H-indazole-3-carboxamide | C21H24N4O2 | 364.45 | Structure has been confirmed by the interpretation MS fragmentation pattern. Purity 98%
MDMB-FUBICA_1766-17_CAY_IR-C | MDMB-FUBICA | base | no (0) | Cayman Chemicals | 0488504-6 | condensed phase | extr. CH2Cl2 | IR (condense) spectrum for base forme of cpd. | NFL Slovenia - RESPONSE PROJECT; GA (JUST/2013/ISEC/DRUGS/AG/6413) | 12.4.2017 | methyl (2S)-2-({1-[(4-fluorophenyl)methyl]-1H-indol-3-yl}formamido)-3,3-dimethylbutanoate | N-[[1-[(4-fluorophenyl)methyl]-1H-indol-3-yl]carbonyl]-3-methyl-L-valine, methyl ester | C23H25FN2O3 | 396.46 | Structure has been confirmed by the interpretation MS fragmentation pattern. Purity 98%
PhenMetEtrazine-isomer-1_1291-15S_IR-C | PhenMetEtrazine-isomer-1 | base | no (0) | Hause RM |  | condensed phase | other | synthesized from precursor test purchased sample sold as Phenmetetrazine dried ether extract IR (condense) spectrum for base forme of cpd. | NFL Slovenia - RESPONSE PROJECT; GA (JUST/2013/ISEC/DRUGS/AG/6413) | 12.4.2017 | 4-ethyl-3-methyl-2-phenylmorpholine |  | C13H19NO | 205.3 | Two isomers detected by GC-MS and HPLC TOF.
PhenMetEtrazine-isomer-2_1291-15S_IR-C | PhenMetEtrazine-isomer-2 | base | no (0) | Hause RM |  | condensed phase | other | synthesized from precursor test purchased sample sold as Phenmetetrazine dried ether extract IR (condense) spectrum for base forme of cpd. | NFL Slovenia - RESPONSE PROJECT; GA (JUST/2013/ISEC/DRUGS/AG/6413) | 12.4.2017 | 4-ethyl-3-methyl-2-phenylmorpholine |  | C13H19NO | 205.3 | Two isomers detected by GC-MS and HPLC TOF.
AMB-CHMINACA_1790-17_Chi_IR-C | AMB-CHMINACA | base | no (0) | Chiron AS | 15799 | condensed phase | extr. CH2Cl2 | liquid - colorless direct measurement IR (condense) spectrum for base forme of cpd. | NFL Slovenia - RESPONSE PROJECT; GA (JUST/2013/ISEC/DRUGS/AG/6413) | 12.4.2017 | methyl 2-{[1-(cyclohexylmethyl)-1H-indazol-3-yl]formamido}-3-methylbutanoate | Methyl 2-(1-(cyclohexylmethyl)-1H-indazole-3-carboxamide)-3-methylbutanoate; MA-CHMINACA; AMB N-methylcyclohexyl analog; MAB-AB-CHMINACA | C21H29N3O3 | 371.48 | Structure has been confirmed by the interpretation MS fragmentation pattern. Purity 95%
MDMB-CHMINACA_1789-17_Chi_IR-C | MDMB-CHMINACA | base | no (0) | Chiron AS | 18188 | condensed phase | extr. CH2Cl2 | liquid - colorless direct measurement IR (condense) spectrum for base forme of cpd. | NFL Slovenia - RESPONSE PROJECT; GA (JUST/2013/ISEC/DRUGS/AG/6413) | 12.4.2017 | methyl (2S)-2-{[1-(cyclohexylmethyl)-1H-indazol-3-yl]formamido}-3,3-dimethylbutanoate | MDMB(N)-CHM; (S)-MDMB-CHMINACA; N-[[1-(cyclohexylmethyl)-1H-indazol-3-yl]carbonyl]-3-methyl-L-valine, methyl ester | C22H31N3O3 | 385.51 | Structure has been confirmed by the interpretation MS fragmentation pattern. Purity 97.4%
M-ALPHA-HCl_1787-17_CHI_IR-C | M-ALPHA | hydrochloride | no (0) | Chiron AS | 15369 | condensed phase | extr. CH2Cl2 | IR (condense) spectrum for base forme of cpd. | NFL Slovenia - RESPONSE PROJECT; GA (JUST/2013/ISEC/DRUGS/AG/6413) | 12.4.2017 | [1-(2H-1,3-benzodioxol-5-yl)propyl](methyl)amine | Alpha-ethyl-N-methyl-3,4-methylenedioxybenzylamine; 1-methylamino-1-(3,4-methylenedioxy-phenyl)propane | C11H15NO2 | 193.25 | Structure has been confirmed by the interpretation MS fragmentation pattern. Purity 99.5%
pFPP-2HCl_1788-17_Chi_IR-C | pFPP | hydrochloride | no (0) | Chiron AS | 15098 | condensed phase | extr. (CH2Cl2+MeOH) | IR (condense) spectrum for base forme of cpd. | NFL Slovenia - RESPONSE PROJECT; GA (JUST/2013/ISEC/DRUGS/AG/6413) | 12.4.2017 | 1-(4-fluorophenyl)piperazine | p-Fluorophenylpiperazine; flippiperazine; 4-FPP | C10H13FN2 | 180.23 | Structure has been confirmed by the interpretation MS fragmentation pattern. Purity 99.9%
2-Fluorofentanyl-HCl_1784-17_CHI_IR-C | 2-Fluorofentanyl | hydrochloride | no (0) | Chiron AS | 17488 | condensed phase | extr. CH2Cl2 | IR (condense) spectrum for base forme of cpd. | NFL Slovenia - RESPONSE PROJECT; GA (JUST/2013/ISEC/DRUGS/AG/6413) | 12.4.2017 | N-(2-fluorophenyl)-N-[1-(2-phenylethyl)piperidin-4-yl]propanamide | ortho-Fluorofentanyl; 2-FF; o-FF, o-fluorofentanyl | C22H27FN2O | 354.47 | Structure has been confirmed by the interpretation MS fragmentation pattern. Purity 98.1%
AB-001_1783-17_CHI_IR-C | AB-001 | base | no (0) | Chiron AS | 18173 | condensed phase | extr. CH2Cl2 | IR (condense) spectrum for base forme of cpd. | NFL Slovenia - RESPONSE PROJECT; GA (JUST/2013/ISEC/DRUGS/AG/6413) | 12.4.2017 | 3-(adamantane-1-carbonyl)-1-pentyl-1H-indole | JWH-018 adamantoyl derivative; JWH-018 adamantyl analog; 1-pentyl-3-(1-adamantoyl)indole; 1-Adamantyl-(1-pentyl-1H-indol-3-yl)methanone | C24H31NO | 349.52 | Structure has been confirmed by the interpretation MS fragmentation pattern. Purity 99.0%